## Sheet 1
External ID | ID | Name | Internal Reference
__export__.product_template_12018 | 12018 | 100kva Complete Tank With Corrugated Radiator | TRM-0325
__export__.product_template_12024 | 12024 | 10/14 MVA XFR. Marshaling Box. Size: 1100X750X300mm - 9Nos | TRM-0331
__export__.product_template_22251 | 22251 | 10.5 Shear Blades (Sets of 2) | SP Parts-0302
__export__.product_template_23875 | 23875 | 10.5 Shear Blades (Sets of 2) (copy)
__export__.product_template_19379 | 19379 | 10KVA Top & Bottom Forming Die and Punch (in dia 350mm) | Consumable-1932
__export__.product_template_23838 | 23838 | 10MVA Tank Manufacturing (OLTC) | TSW-001
__export__.product_template_22362 | 22362 | 11KV Drop Out Fuse with 50A fuse link | Sub-Station-0406
__export__.product_template_23356 | 23356 | 11KV Gress | Consumable-2645
__export__.product_template_22275 | 22275 | 11KV Heatshrin Kits (1-outdoor,3 Indoor) | Sub-Station-0378
__export__.product_template_22322 | 22322 | 11KV Heat Shrink Kits 70-95rm, 1outdoor-3Indoor, (Rychem) | Sub-Station-0383
__export__.product_template_23846 | 23846 | 11KV Surge Arrester (Station Class) | SSFG-LI-11kV
__export__.product_template_18977 | 18977 | 16mm CSK Nut Bolt with Washer (Length: 100mm) | Consumable-1530
__export__.product_template_12014 | 12014 | 200 kva/250 kva Complete Tank With Corrugated Radiator | TRM-0321
__export__.product_template_24125 | 24125 | 200KVA (3 Phase Transformer) Nesco Central warehouse, Ishawardi
__export__.product_template_24119 | 24119 | 200KVA (3 Phase Transformer) Nesco Central warehouse, Naogaon
__export__.product_template_24107 | 24107 | 200KVA (3 Phase Transformer) Nesco Central warehouse-Rajshahi, Katakhali
__export__.product_template_24113 | 24113 | 200KVA (3 Phase Transformer) Nesco Central warehouse- Shibganj, Chapai
__export__.product_template_18083 | 18083 | 20 Gauge Sheet CI 4'X8' | Consumable-0636
__export__.product_template_22500 | 22500 | 211.1 Isolating Valve | TRM-0876
__export__.product_template_22502 | 22502 | 211.1RV Radiator Valve | TRM-0878
__export__.product_template_22472 | 22472 | 25KVAR Capacitor (EPCOS) | Sub-Station-1420
__export__.product_template_23704 | 23704 | 25mm Both side Flange Gete Valve (Flange Dia 110mm) (copy)
__export__.product_template_23706 | 23706 | 25mm Both side Flange Gete Valve (Flange Dia 110mm) (copy)
__export__.product_template_36493 | 36493 | 2 coat Enamel paint or Epoxy paint on Truss Member surface & Crane surface (SFT/RFT)
__export__.product_template_36583 | 36583 | 2 Coats Plastic paint without Chiller &Putti(SFT/ RFT)
__export__.product_template_36586 | 36586 | 2 Coats Plastic paint without Chiller &Putti(SFT/ RFT)
__export__.product_template_36485 | 36485 | 2 Coats Plastic paint without Chiller &Putti(SFT/ RFT).
__export__.product_template_23847 | 23847 | 33KV Surge Arrester (Station Class) | SSFG-LI-33kV
__export__.product_template_21642 | 21642 | 36KV/250AMP HV Bushing | TRM-0769
__export__.product_template_21972 | 21972 | 3Phase Name Plate | TRM-816
__export__.product_template_12015 | 12015 | 400kva Complete Tank With Corrugated Radiator | TRM-0322
__export__.product_template_18978 | 18978 | 46" Paper Cutting Padestal Shearing Machine | Consumable-1531
__export__.product_template_22092 | 22092 | 50VA PT 11000/240V | Sub-Station-0312
__export__.product_template_24178 | 24178 | 5% Vat on Parts & 10% vat on Charge
__export__.product_template_18684 | 18684 | 600 Volt Meter | Consumable-1237
__export__.product_template_36663 | 36663 | 6 wheeler Truck for 1-Ph Transformer From CI Factory to Bogra PBS-1
__export__.product_template_36664 | 36664 | 6 wheeler Truck for 1-Ph Transformer From CI Factory to Bogra PBS-2
__export__.product_template_36658 | 36658 | 6 wheeler Truck for 1-Ph Transformer From CI Factory to BREB Central warehouse Khulna
__export__.product_template_36539 | 36539 | 6 wheeler Truck for 1-Ph Transformer From CI Factory to BREB central warehouse, Savar, Dhaka
__export__.product_template_36662 | 36662 | 6 wheeler Truck for 1-Ph Transformer From CI Factory to Chapainawbabganj PBS
__export__.product_template_36552 | 36552 | 6 wheeler Truck for 1-Ph Transformer From CI Factory to Dhaka PBS-1
__export__.product_template_36557 | 36557 | 6 wheeler Truck for 1-Ph Transformer From CI Factory to Dhaka PBS-2
__export__.product_template_36486 | 36486 | 6 wheeler Truck for 1-Ph Transformer From CI Factory to Dhaka PBS-3
__export__.product_template_36556 | 36556 | 6 wheeler Truck for 1-Ph Transformer From CI Factory to Dhaka PBS-4
__export__.product_template_36668 | 36668 | 6 wheeler Truck for 1-Ph Transformer From CI Factory to Dinajpur PBS-2
__export__.product_template_36563 | 36563 | 6 wheeler Truck for 1-Ph Transformer From CI Factory to Gazipur PBS-1
__export__.product_template_36564 | 36564 | 6 wheeler Truck for 1-Ph Transformer From CI Factory to Gazipur PBS-2
__export__.product_template_36665 | 36665 | 6 wheeler Truck for 1-Ph Transformer From CI Factory to Naogaon PBS-1
__export__.product_template_36561 | 36561 | 6 wheeler Truck for 1-Ph Transformer From CI Factory to Narsingdi PBS-1
__export__.product_template_36562 | 36562 | 6 wheeler Truck for 1-Ph Transformer From CI Factory to Narsingdi PBS-2
__export__.product_template_36659 | 36659 | 6 wheeler Truck for 1-Ph Transformer From CI Factory to Natore PBS-1
__export__.product_template_36660 | 36660 | 6 wheeler Truck for 1-Ph Transformer From CI Factory to Natore PBS-2
__export__.product_template_36661 | 36661 | 6 wheeler Truck for 1-Ph Transformer From CI Factory to Rajshahi PBS
__export__.product_template_36666 | 36666 | 6 wheeler Truck for 1-Ph Transformer From CI Factory to Rangpur PBS-1
__export__.product_template_36667 | 36667 | 6 wheeler Truck for 1-Ph Transformer From CI Factory to Rangpur PBS-2
__export__.product_template_24246 | 24246 | 7.5% Vat on Parts & 15% vat on Charge
__export__.product_template_21647 | 21647 | 801-1 Oil Level Indicator | TRM-0773
__export__.product_template_18025 | 18025 | 9 Volt Battery | Consumable-0578
__export__.product_template_24164 | 24164 | ABCD
__export__.product_template_24169 | 24169 | ABCD-2
__export__.product_template_18615 | 18615 | AC 1.5ton | Consumable-1168
__export__.product_template_18852 | 18852 | AC 2.5ton | Consumable-1405
__export__.product_template_18972 | 18972 | AC 2ton | Consumable-1525
__export__.product_template_23570 | 23570 | AC 2ton (Inverter/Non Inverter) | Asset-0015
__export__.product_template_22283 | 22283 | AC 5 Ton Capacity | Asset-0002
__export__.product_template_22344 | 22344 | ACB 1000A, 66KA, TP, (ABB, Italy) with Shunt open+close & Gear Motor | Sub-Station-0388
__export__.product_template_21759 | 21759 | ACB 1600A, 66KA, TP (ABB,Italy) with Shunt open+close,under voltage & Gear Motor) | Sub-Station-0205
__export__.product_template_22466 | 22466 | ACB 2000A, 85KA, TP, Hyundai | Sub-Station-0414
__export__.product_template_21758 | 21758 | ACB 2500A, 66KA, TP (ABB, Italy) with Shunt open+close & Gear motor | Sub-Station-0204
__export__.product_template_22946 | 22946 | ACB 4000A 85KA TP (ABB, Italy) with Shunt open+close, Under Voltge & Gear Motor | Sub-Station-
__export__.product_template_22762 | 22762 | ACB 6300A, 100KA, TP, (ABB, Italy with S/O,S/C, U/V & gear motor | Sub-Station0465
__export__.product_template_22343 | 22343 | ACB 800A, 66KA, TP, ABB, Italy with SO,SC,UV, Gear Motor | Sub-Station-0387
__export__.product_template_22474 | 22474 | AC Clamp Power Meter, Model: CM3286, Rating: 1000Volt, 600Amp | Consumable-2632
__export__.product_template_18680 | 18680 | AC Compressor 4.5ton | Consumable-1233
__export__.product_template_22025 | 22025 | AC Compressor 5ton Admiral Type (Bristol Brand) | Consumable-2471
__export__.product_template_22819 | 22819 | AC Controlling Circuit | Consumable-2720
__export__.product_template_23454 | 23454 | ACE 500 (Sup) | Consumable-2717
__export__.product_template_21853 | 21853 | Ace Tablet | Consumable-2399
__export__.product_template_17458 | 17458 | Acetyline Gas | Consumable-0011
__export__.product_template_18490 | 18490 | Acetyline Pipe | Consumable-1043
__export__.product_template_17539 | 17539 | Acetyline Regulator | Consumable-0092
__export__.product_template_21944 | 21944 | ACPR 100mg | Consumable-2442
__export__.product_template_19979 | 19979 | Active Part (100 KVA) | SSFG0000008
__export__.product_template_20013 | 20013 | Active Part 100 KVA (R & D) | SSFG0000042
__export__.product_template_19973 | 19973 | Active Part (10 KVA) | SSFG0000002
__export__.product_template_20007 | 20007 | Active Part 10KVA (R & D) | SSFG0000036
__export__.product_template_19974 | 19974 | Active Part (15 KVA) | SSFG0000003
__export__.product_template_20008 | 20008 | Active Part 15 KVA (R & D) | SSFG0000037
__export__.product_template_19975 | 19975 | Active Part (25 KVA) | SSFG0000004
__export__.product_template_20009 | 20009 | Active Part 25 KVA (R & D) | SSFG0000038
__export__.product_template_19976 | 19976 | Active Part (37.5 KVA) | SSFG0000005
__export__.product_template_20010 | 20010 | Active Part 37.5 KVA (R & D) | SSFG0000039
__export__.product_template_21045 | 21045 | Active Part (3 Phase-1000 KVA) | TSFG00111
__export__.product_template_22717 | 22717 | Active Part (3 Phase-1000 KVA, OLTC) | TSFG-CCA-1000
__export__.product_template_21046 | 21046 | Active Part (3 Phase-100 KVA) | TSFG00112
__export__.product_template_20119 | 20119 | Active Part (3 Phase-10/14 MVA) | TSFG00001
__export__.product_template_20120 | 20120 | Active Part (3 Phase-1250 KVA) | TSFG00002
__export__.product_template_22715 | 22715 | Active Part (3 Phase-1250 KVA, OLTC) | TSFG-CCA-1250
__export__.product_template_20121 | 20121 | Active Part (3 Phase-1500 KVA) | TSFG00003
__export__.product_template_20122 | 20122 | Active Part (3 Phase-150 KVA) | TSFG00004
__export__.product_template_20123 | 20123 | Active Part (3 Phase-2000 KVA) | TSFG00005
__export__.product_template_22720 | 22720 | Active Part (3 Phase-2000 KVA, OLTC) | TSFG-CCA-2000
__export__.product_template_20124 | 20124 | Active Part (3 Phase-200 KVA) | TSFG00006
__export__.product_template_22713 | 22713 | Active Part (3 Phase-200 KVA, 33/0.415KV) | TSFG-CCA-200
__export__.product_template_20125 | 20125 | Active Part (3 Phase-2500 KVA) | TSFG00007
__export__.product_template_20117 | 20117 | Active Part (3 Phase-250 KVA) | TSFG-00001
__export__.product_template_22337 | 22337 | Active Part (3 Phase-250 KVA_W) | TSFG-CCA-250_W
__export__.product_template_20126 | 20126 | Active Part (3 Phase-3000 KVA) | TSFG00008
__export__.product_template_20127 | 20127 | Active Part (3 Phase-315 KVA) | TSFG00009
__export__.product_template_20128 | 20128 | Active Part (3 Phase-3500 KVA) | TSFG00010
__export__.product_template_20129 | 20129 | Active Part (3 Phase-400 KVA) | TSFG00011
__export__.product_template_20118 | 20118 | Active Part (3 Phase-500 KVA) | TSFG00000
__export__.product_template_20130 | 20130 | Active Part (3 Phase-50 KVA) | TSFG00012
__export__.product_template_21044 | 21044 | Active Part (3 Phase-5/6.25 MVA) | TSFG00110
__export__.product_template_20131 | 20131 | Active Part (3 Phase-630 KVA) | TSFG00013
__export__.product_template_20132 | 20132 | Active Part (3 Phase-750 KVA) | TSFG00014
__export__.product_template_20133 | 20133 | Active Part (3 Phase-800 KVA) | TSFG00015
__export__.product_template_19977 | 19977 | Active Part (50 KVA) | SSFG0000006
__export__.product_template_20011 | 20011 | Active Part 50 KVA (R & D) | SSFG0000040
__export__.product_template_19972 | 19972 | Active Part (5 KVA) | SSFG0000001
__export__.product_template_20006 | 20006 | Active Part 5 KVA (R & D) | SSFG0000035
__export__.product_template_19978 | 19978 | Active Part (75KVA) | SSFG0000007
__export__.product_template_20012 | 20012 | Active Part 75 KVA (R & D) | SSFG0000041
__export__.product_template_19987 | 19987 | Active Part AMDT (100 KVA) | SSFG0000016
__export__.product_template_20020 | 20020 | Active Part AMDT 100 KVA (R&D) | SSFG0000049
__export__.product_template_19981 | 19981 | Active Part AMDT (10 KVA) | SSFG0000010
__export__.product_template_20015 | 20015 | Active Part AMDT 10 KVA (R&D) | SSFG0000044
__export__.product_template_19982 | 19982 | Active Part AMDT (15 KVA) | SSFG0000011
__export__.product_template_20016 | 20016 | Active Part AMDT 15 KVA (R&D) | SSFG0000045
__export__.product_template_19983 | 19983 | Active Part AMDT (25 KVA) | SSFG0000012
__export__.product_template_20017 | 20017 | Active Part AMDT 25 KVA (R & D) | SSFG0000046
__export__.product_template_19984 | 19984 | Active Part AMDT (37.5 KVA) | SSFG0000013
__export__.product_template_19985 | 19985 | Active Part AMDT (50 KVA) | SSFG0000014
__export__.product_template_20018 | 20018 | Active Part AMDT 50 KVA (R&D) | SSFG0000047
__export__.product_template_19980 | 19980 | Active Part AMDT (5 KVA) | SSFG0000009
__export__.product_template_20014 | 20014 | Active Part AMDT 5 KVA (R&D) | SSFG0000043
__export__.product_template_19986 | 19986 | Active Part AMDT (75 KVA) | SSFG0000015
__export__.product_template_20019 | 20019 | Active Part AMDT 75 KVA (R&D) | SSFG0000048
__export__.product_template_19180 | 19180 | Adjustable Wrench 10" | Consumable-1733
__export__.product_template_22561 | 22561 | Adjustable Wrench 24" | Consumable-2651
__export__.product_template_19179 | 19179 | Adjustable Wrench 8" | Consumable-1732
__export__.product_template_23324 | 23324 | Adjuster Assy-RH,LH | Consumable-2977
__export__.product_template_23426 | 23426 | Adjust Fan (24") | Consumable-2700
__export__.product_template_19228 | 19228 | Admixer | Consumable-1781
__export__.product_template_21774 | 21774 | Aerosol Spray | Consumbale-2371
__export__.product_template_24019 | 24019 | Aerosol Spray
__export__.product_template_23127 | 23127 | A-Fance Tablet | Consumable-2854
__export__.product_template_22925 | 22925 | A-Fenac 50mg Tablet | Consumable-2783
__export__.product_template_23286 | 23286 | Ahuja 250w (Amp) (IT Product) | Consumable-2965
__export__.product_template_23287 | 23287 | Ahuja 506T (Amp) (IT Prodcut) | Consumable-2966
__export__.product_template_23288 | 23288 | Ahuja 98XLR (IT Product) | Consumable-2967
__export__.product_template_12362 | 12362 | Aica Gum | SRM-0077 (Godown Rack-1)
__export__.product_template_22512 | 22512 | Air Cell (1890X1005X0685) | TRM-0888 (Godown Rack-4)
__export__.product_template_11873 | 11873 | Aircell Bag (10MVA-OCTC) | TRM-0180
__export__.product_template_22778 | 22778 | Aircell Bag (10MVA-OLTC) | TRM-0948
__export__.product_template_23711 | 23711 | Aircell Bag (L-2496mmXD-1296mmXLoop-1000mm) | TRM-5417
__export__.product_template_18715 | 18715 | Air Compressor 500Liter | Consumable-1268
__export__.product_template_18385 | 18385 | Air Compressor 60liter | Consumable-0938
__export__.product_template_18386 | 18386 | Air Compressor 90liter | Consumable-0939
__export__.product_template_22994 | 22994 | Air Compressore Blade | Consumable-2814
__export__.product_template_23185 | 23185 | Air Compressor Filter | Consumable-2894
__export__.product_template_23186 | 23186 | Air Compressor Filter Chamber | Consumable-2895
__export__.product_template_18610 | 18610 | Air Compressor Limit Switch 15A | Consumable-1163
__export__.product_template_18649 | 18649 | Air Compressor Valve | Consumable-1202
__export__.product_template_17178 | 17178 | Air Cylinder | SP Parts-0044
__export__.product_template_36582 | 36582 | Air Driyer (Capaciyt -8m3 /Min)
__export__.product_template_23884 | 23884 | Air Dryer (2800-3600Ltr/Hr) | Asset-5558
__export__.product_template_18976 | 18976 | Air duster gun | Consumable-1529
__export__.product_template_18551 | 18551 | Air Filter | Consumable-1104
__export__.product_template_18072 | 18072 | Air Filter 0.25/8kw | Consumable-0625
__export__.product_template_36684 | 36684 | Air Filter (10000-51240)
__export__.product_template_23553 | 23553 | Air Filter (10000-51240) | Conumable-2795
__export__.product_template_36683 | 36683 | Air Filter (10000-58582)
__export__.product_template_23554 | 23554 | Air Filter (10000-58582) | Consumable-2796
__export__.product_template_18970 | 18970 | Air Filter (10HP) | Consumable-1523
__export__.product_template_18071 | 18071 | Air Filter 1.2/8kw | Consumable-0624
__export__.product_template_23560 | 23560 | Air Filter (17743-23600-71) | Consumable-2802
__export__.product_template_24057 | 24057 | Air Filter (17743-23600-71-OEM)
__export__.product_template_24112 | 24112 | Air Filter (17743-23600-71-OEM)
__export__.product_template_24034 | 24034 | Air Filter 17743-23600-71-OEM
__export__.product_template_22855 | 22855 | Air Filter 630kva | Consumable-2751
__export__.product_template_22856 | 22856 | Air Filter 700kva | Consumable-2752
__export__.product_template_18713 | 18713 | Air Filter Compressore | Consumable-1266
__export__.product_template_23562 | 23562 | Air Filter (P828889) | Consumable-2804
__export__.product_template_24012 | 24012 | Air Freshener
__export__.product_template_21947 | 21947 | Air Freshener | Consumable-2445
__export__.product_template_19151 | 19151 | Air Impact Wrench | Consumable-1704
__export__.product_template_22794 | 22794 | Air Pressure Meter | Consumable-2706
__export__.product_template_23504 | 23504 | Air Pressure Regulator (8kg) | Consumable-2752
__export__.product_template_19280 | 19280 | Air Regulator 3/4" | Consumable-1833
__export__.product_template_22826 | 22826 | Air Regulator (Southmar, Model: AL4000-04, Maximum Pressure1.0mpa) | Consumable-2723
__export__.product_template_23695 | 23695 | Air Release Plug | TRM-5407
__export__.product_template_23581 | 23581 | Air Ticket Economy Class (Mumbai to Dhaka to Mumbai) (For Design Power Transformer) | Consumable-2804
__export__.product_template_23262 | 23262 | Air Tire Chuck Series | Consumable-2947
__export__.product_template_23386 | 23386 | Alarid 0.025% Cream | Consumable-2666
__export__.product_template_21851 | 21851 | Alarid 1mg | Consumable-2398
__export__.product_template_19165 | 19165 | Alen Cot Bolt 20X50 | Consumable-1718
__export__.product_template_18552 | 18552 | Alen Key Bolt 3/82 | Consumable-1105
__export__.product_template_22810 | 22810 | Algin 50mg | Consumable-2713
__export__.product_template_19199 | 19199 | Allen Bolt 5X40 | Consumable-1752
__export__.product_template_19395 | 19395 | Allen Bolt (6X40mm) | Consumable-1948
__export__.product_template_19396 | 19396 | Allen Bolt (8X40mm) | Consumable-1949
__export__.product_template_19374 | 19374 | Allen Cot Bolt 10X12 | Consumable-1927
__export__.product_template_19365 | 19365 | Allen Cot Bolt 10X25 | Consumable-1918
__export__.product_template_19410 | 19410 | Allen Cot Bolt 20X60 | Consumable-1963
__export__.product_template_18513 | 18513 | Allen Screw 5A | Consumable-1066
__export__.product_template_18645 | 18645 | Alternator Belt | Consumable-1198
__export__.product_template_12085 | 12085 | Aluminium Channel 1" | Sub-Station-0047
__export__.product_template_19333 | 19333 | Aluminium Forma | Consumable-1886
__export__.product_template_18454 | 18454 | Aluminium Forma 10kva (Height 210mm, Window Width 63mm, Length 134mm | Consumable-1007
__export__.product_template_18455 | 18455 | Aluminium Forma 15kva | Consumable-1008
__export__.product_template_36696 | 36696 | Aluminium Forma 15KVA, Size (WH 220, WW77, WL134)mm
__export__.product_template_18456 | 18456 | Aluminium Forma 25kva | Consumable-1009
__export__.product_template_36697 | 36697 | Aluminium Forma 25KVA, Size (WH 225, WW83, WL 144)mm
__export__.product_template_18457 | 18457 | Aluminium Forma 37.5kva | Consumable-1010
__export__.product_template_36698 | 36698 | Aluminium Forma 37.5KVA, Size (WH 240, WW 99, WL 154)mm
__export__.product_template_36699 | 36699 | Aluminium Forma 50KVA, Size (WH 265, WW94, WL174)mm
__export__.product_template_19272 | 19272 | Aluminium Forma 5kva | Consumable-1825
__export__.product_template_21920 | 21920 | Aluminium Gear 14 Teeth, In Dia: 45mm, Out Dia: 125mm | Consumable-2437
__export__.product_template_22842 | 22842 | Aluminium Ladder 15' | Consumable-2738
__export__.product_template_18294 | 18294 | Aluminium Ladder 7' | Consumable-0847
__export__.product_template_19238 | 19238 | Aluminium Pinion | Consumable-1791
__export__.product_template_21852 | 21852 | Aluminium Plate 8'X4'x12mm | TRM-0798
__export__.product_template_21715 | 21715 | Aluminium Plate 8'X4'x15mm | TRM-0791
__export__.product_template_22580 | 22580 | Aluminium Plate 8'X4'x16mm | TRM-0918
__export__.product_template_19159 | 19159 | Aluminium Pulley 13.5" | Consumable-1712
__export__.product_template_20911 | 20911 | Aluminium SP Channel-1000X56mm | Sub-Station-0180
__export__.product_template_11708 | 11708 | Aluminium Supporter 12mm | TRM-0015 (Godown Rack-4)
__export__.product_template_21429 | 21429 | Aluminium Supporter (50 KVA-4000 KVA) | TRM-0346
__export__.product_template_11800 | 11800 | Aluminiumum Plate (Thickness: 16mm) | TRM-0107
__export__.product_template_19214 | 19214 | Aluminium Wings | Consumable-1767
__export__.product_template_12038 | 12038 | Aluminum Guti (3Phase) | TRM-0345
__export__.product_template_18529 | 18529 | Alumunium Forma 50kva | Consumable-1082
__export__.product_template_18776 | 18776 | Alumunium Forma 5kva | Consumable-1329
__export__.product_template_21740 | 21740 | Ammeter 100/5A, Analog Frank | Sub-Station-0202
__export__.product_template_22091 | 22091 | Ammeter 30/5A (Digital Frank) 110V | Sub-Station-0311
__export__.product_template_21739 | 21739 | Ammeter 50/5A,110V, Frank Analog | Sub-Station-0201
__export__.product_template_22859 | 22859 | Ammeter 50/5A (Digital-Frank) with Selector Switch | Sun-Station-0481
__export__.product_template_20898 | 20898 | Ammeter-Analog-60/5A | Sub-Station-0167
__export__.product_template_20901 | 20901 | Ammeter-Digital-5A | Sub-Station-0170
__export__.product_template_22753 | 22753 | Ammeter Digital (Frank) 110V | Sub-Station-0456
__export__.product_template_22347 | 22347 | Ammeter (Digital Frank) 220V | Sub-Station-0391
__export__.product_template_22943 | 22943 | Ammeter (Digital-Risesun) 110V | Sub-Station0503
__export__.product_template_21806 | 21806 | Ammeter Selector | Sub-Station-227
__export__.product_template_12434 | 12434 | Amorphous Core 10kva | SRM-0149 (Godown Block-A)
__export__.product_template_12440 | 12440 | Amorphous Core 125kva | SRM-0155 (Godown Block-A)
__export__.product_template_12435 | 12435 | Amorphous Core 15kva | SRM-0150 (Godown Block-A)
__export__.product_template_12436 | 12436 | Amorphous Core 25kva | SRM-0151 (Godown Block-A)
__export__.product_template_12437 | 12437 | Amorphous Core 37.5kva | SRM-0152 (Godown Block-A)
__export__.product_template_12438 | 12438 | Amorphous Core 50kva | SRM-0153 (Godown Block-A)
__export__.product_template_12433 | 12433 | Amorphous Core 5kva | SRM-0148 (Godown Block-A)
__export__.product_template_12439 | 12439 | Amorphous Core 75kva | SRM-0154 (Godown Block-A)
__export__.product_template_12441 | 12441 | Amorphous Ribbon 142mm | SRM-0156 (Godown Block-A)
__export__.product_template_12442 | 12442 | Amorphous Ribbon 170mm | SRM-0157 (Godown Block-A)
__export__.product_template_12443 | 12443 | Amorphous Ribbon 213mm | SRM-0158 (Godown Block-A)
__export__.product_template_23615 | 23615 | Ampere Meter (0-500A) | Consumable-5357
__export__.product_template_18503 | 18503 | Ampere Meter 10A | Consumable-1056
__export__.product_template_17836 | 17836 | Ampere Tape 1" | Consumable-0389
__export__.product_template_12353 | 12353 | Ampere Tube 10no | SRM-0068 (GODOWN RACK-5)
__export__.product_template_12354 | 12354 | Ampere Tube 12no | SRM-0069 (GODOWN RACK-7)
__export__.product_template_12355 | 12355 | Ampere Tube 14no | SRM-0070
__export__.product_template_12356 | 12356 | Ampere Tube 16no | SRM-0071
__export__.product_template_12357 | 12357 | Ampere Tube 18no | SRM-0072
__export__.product_template_12386 | 12386 | Ampere Tube 1no | SRM-0101 (GODOWN RACK-7)
__export__.product_template_12349 | 12349 | Ampere Tube 2no | SRM-0064 (GODOWN RACK-7)
__export__.product_template_12395 | 12395 | Ampere Tube 3no | SRM-0110 (GODOWN RACK-7)
__export__.product_template_12350 | 12350 | Ampere Tube 4no | SRM-0065 (GODOWN RACK-7)
__export__.product_template_12351 | 12351 | Ampere Tube 5no | SRM-0066 (GODOWN RACK-7)
__export__.product_template_12352 | 12352 | Ampere Tube 6no | SRM-0067 (GODOWN RACK-7)
__export__.product_template_12300 | 12300 | Ampere Tube 8no | SRM-0015 (GODOWN RACK-7)
__export__.product_template_22340 | 22340 | Amp Selector Switch 110V, Rissun | Sub-Station-0384
__export__.product_template_22349 | 22349 | Amp Selector Switch 220V, Rissun | Sub-Station-0393
__export__.product_template_23412 | 23412 | Amsamotion USB-SC09-FX Programming Cable | Consumable-2886
__export__.product_template_17205 | 17205 | Analog Combo | SP Parts-0071
__export__.product_template_19232 | 19232 | Anchor Bolt | Consumable-1785
__export__.product_template_23622 | 23622 | Angle Cock | Consumable-5361
__export__.product_template_18405 | 18405 | Angle Cutting Dice | Consumable-0958
__export__.product_template_18401 | 18401 | Angle Slote Cutting Dice for LT | Consumable-0954
__export__.product_template_21905 | 21905 | Angle Stop Cock | Consumable-2434
__export__.product_template_36644 | 36644 | Annealing Furnace Machine
__export__.product_template_17242 | 17242 | Annealing Pot with Nuprene Rubber Gasket | SP Parts-0108
__export__.product_template_17400 | 17400 | Anti Back Oil Valve | SP Parts-0266
__export__.product_template_17531 | 17531 | Anty Cutter Big | Consumable-0084
__export__.product_template_17814 | 17814 | Anty Cutter Blade | Consumable-0367
__export__.product_template_18261 | 18261 | Anty Rush WD 40 | Consumable-0814
__export__.product_template_12007 | 12007 | Apex Piping | TRM-0314
__export__.product_template_18215 | 18215 | Apoxy Enamel Panit white | Consumable-0768
__export__.product_template_21550 | 21550 | Approximate Electricity Expense | OHE001
__export__.product_template_21551 | 21551 | Approximate Factory Overhead Expense | EOH002
__export__.product_template_21552 | 21552 | Approximate Man Power Expense | EOH003
__export__.product_template_23380 | 23380 | Aprocin Drop | Consumable-2662
__export__.product_template_19351 | 19351 | Apron (Cloth) | Consumable-1904
__export__.product_template_17707 | 17707 | Apron (Leather) | Consumable-0260
__export__.product_template_17674 | 17674 | Apron Normal (Cotton) | Consumable-0227
__export__.product_template_11949 | 11949 | Aramid Paper (0.05mm) (3Phase) | TRM-0256 (GODOWN RACK-11)
__export__.product_template_11950 | 11950 | Aramid Paper (0.08mm) (3Phase) | TRM-0257 (GODOWN RACK-11)
__export__.product_template_24108 | 24108 | ARC Welding holder 500A
__export__.product_template_18264 | 18264 | Arc Welding M/C 300A | Consumable-0817
__export__.product_template_18360 | 18360 | Argon Gas | Consumable-0913
__export__.product_template_36587 | 36587 | Argon Gas
__export__.product_template_36672 | 36672 | Argon Regulator
__export__.product_template_19235 | 19235 | Armature | Consumable-1788
__export__.product_template_17708 | 17708 | Arm Protector | Consumable-0261
__export__.product_template_21888 | 21888 | Army Boot | Consumable-2417
__export__.product_template_24064 | 24064 | Army Boot
__export__.product_template_23543 | 23543 | Artificial Tree | Consumable-2799
__export__.product_template_19394 | 19394 | Art Paper | Consumable-1947
__export__.product_template_36648 | 36648 | Asset-Arc Welding machine
__export__.product_template_36646 | 36646 | Asset-Coil pressing machine
__export__.product_template_36656 | 36656 | Asset-Crane scale
__export__.product_template_36649 | 36649 | Asset-DVDF (Double Voltage Double Frequency ) machine
__export__.product_template_36653 | 36653 | Asset-High Voltage Test Set machine
__export__.product_template_36654 | 36654 | Asset-Load No Load and DVDF Test machine
__export__.product_template_36650 | 36650 | Asset-Loss Test set machine
__export__.product_template_36645 | 36645 | Asset-Paper Bendin machine
__export__.product_template_36652 | 36652 | Asset-Paper Tube making machine
__export__.product_template_36647 | 36647 | Asset-Power Press machine
__export__.product_template_36651 | 36651 | Asset-Vacuum Pump machine
__export__.product_template_36655 | 36655 | Asset-Weight scale
__export__.product_template_17628 | 17628 | Assort M/C, PF Tensioner | Consumable-0181
__export__.product_template_22127 | 22127 | ATF Filter | SP Parts-0297
__export__.product_template_24183 | 24183 | ATF Filter (32670-12620-71-OEM)
__export__.product_template_24130 | 24130 | ATF Filter (32670-12620-71-OEM)
__export__.product_template_24062 | 24062 | ATF Filter 32670-12620-71-OEM
__export__.product_template_22128 | 22128 | ATF Fluid | SP Parts-0298
__export__.product_template_24189 | 24189 | ATF oil
__export__.product_template_24154 | 24154 | ATF OIL (08886-81005-AISIN)
__export__.product_template_23242 | 23242 | ATF Oil (DEXRON-II) | Consumable-2936
__export__.product_template_22836 | 22836 | Atostin | Consumable-2732
__export__.product_template_24275 | 24275 | Attendance Register
__export__.product_template_17739 | 17739 | Attendance Register | Consumable-0292
__export__.product_template_19253 | 19253 | Auto Cutter Machinne | Consumable-1806
__export__.product_template_23722 | 23722 | Auto Door Closer | Consumable-5418
__export__.product_template_19152 | 19152 | Auto Door Lock | Consumable-1705
__export__.product_template_18643 | 18643 | Auto Limit Swtich | Consumable-1196
__export__.product_template_21673 | 21673 | Automatic Voltage Regulator 15KVA,415V | Consumable-2312
__export__.product_template_23078 | 23078 | Automotive Fuse (for Forklift use) | Consumable-2846
__export__.product_template_11814 | 11814 | Auto PFI Plant 1200kvar | TRM-0121
__export__.product_template_21841 | 21841 | Auto Seal | Consumable-258
__export__.product_template_12340 | 12340 | Auto Welding Wire 1mm | SRM-0055 (GODOWN RACK-2)
__export__.product_template_24229 | 24229 | Auto Welding Wire 1mm
__export__.product_template_17607 | 17607 | Auxiliary Contact | Consumable-0160
__export__.product_template_21751 | 21751 | Auxiliary (NC) | Consumable-2362
__export__.product_template_21752 | 21752 | Auxiliary (NO) | Consumable-2363
__export__.product_template_23044 | 23044 | Auxiliary of Magnetic Contactor (2NO+2NC), Model-LADN22, Schneider | Sub-Station-0534
__export__.product_template_18743 | 18743 | Auxillary Contract 4no | Consumable-1296
__export__.product_template_17620 | 17620 | Avo Meter | Consumable-0173
__export__.product_template_23279 | 23279 | Bachin | Consumable-2962
__export__.product_template_24201 | 24201 | Back Gear Bulb
__export__.product_template_24171 | 24171 | Back Gear Bulb (56673-23320-71-OEM)
__export__.product_template_23070 | 23070 | Back Light | Consumable-2839
__export__.product_template_23457 | 23457 | Bactrocin 2% Ointment (Medicin) | Consumable-2718
__export__.product_template_19419 | 19419 | Bag | Consumable-1972
__export__.product_template_22055 | 22055 | Balcha | Consumable-2498
__export__.product_template_17582 | 17582 | Ballast | Consumable-0135
__export__.product_template_17417 | 17417 | Ball Bearing Center | SP Parts-0283
__export__.product_template_23608 | 23608 | Ball end mill (CNC) 3mm - 8mm | consumable-5351
__export__.product_template_24054 | 24054 | Ball end mill cutter (CNC)-6mm
__export__.product_template_23611 | 23611 | Ball end mill cutter (CNC)-6mm | Consumable-5354
__export__.product_template_36514 | 36514 | Ball end mill cutter (CNC)-6mm, total lenght-70mm, cutting length-30mm
__export__.product_template_24131 | 24131 | Ball nos 12mm(CNC) Cutting length 60-70 mm
__export__.product_template_17809 | 17809 | Ball Pen Normal | Consumable-0362
__export__.product_template_25502 | 25502 | Ball Pen Red | Consumable-5728
__export__.product_template_24271 | 24271 | Ball Pen Red | Consumable-5730
__export__.product_template_36687 | 36687 | Ball soap
__export__.product_template_23415 | 23415 | Ball Valve (DN25 16 CF8) as per sample | Consumable-2689
__export__.product_template_23533 | 23533 | Bannar Design Charge | Consumable-2774
__export__.product_template_23465 | 23465 | Barcode Paper | Consumable-2724
__export__.product_template_23907 | 23907 | Barge & Truck Unload Charge | SW-20
__export__.product_template_17530 | 17530 | Barrel Pump | Consumable-0083
__export__.product_template_17272 | 17272 | Base Spring | SP Parts-0138
__export__.product_template_22476 | 22476 | Batali (Iron Tools) | Consumable-2634
__export__.product_template_18570 | 18570 | Batterfly Valve 2" | Consumable-1123
__export__.product_template_18571 | 18571 | Batterfly Valve 2.5" | Consumable-1124
__export__.product_template_18180 | 18180 | Batterfly Valve 3" | Consumable-0733
__export__.product_template_18327 | 18327 | Battery 12v 165 | Consumable-0880
__export__.product_template_23038 | 23038 | Battery 12V, 17P 80AH NX 120-7L | Consumable-2832
__export__.product_template_36549 | 36549 | Battery 12V-200Amp
__export__.product_template_36548 | 36548 | Battery 12V-200AMP
__export__.product_template_23037 | 23037 | Battery 12V, 29P (Gaston COV29) | Consumable-2831
__export__.product_template_23039 | 23039 | Battery 12V, 7Amp | Consumable-2833
__export__.product_template_19366 | 19366 | Battery 1.5Volt | Consumable-1919
__export__.product_template_23148 | 23148 | Battery 24V,200A,29Plate | Consumable-2864
__export__.product_template_23080 | 23080 | Battery 80A (17Plate) | Consumable-2847
__export__.product_template_19412 | 19412 | Battery Clip | Consumable-1965
__export__.product_template_22187 | 22187 | Battery CR 2032 | Consumable-2552
__export__.product_template_22028 | 22028 | Battery for Laptop (HP ProBook 440G2) | Consumable-2474
__export__.product_template_23077 | 23077 | Battery (NX120-7-80) Lucas | Consumable-2846
__export__.product_template_23076 | 23076 | Battery (PCM29-200) Lucas | Consumable-2845
__export__.product_template_18902 | 18902 | Battery Trickel Charger 24V | Consumable-1455
__export__.product_template_17507 | 17507 | Battery Water | Consumable-0060
__export__.product_template_18223 | 18223 | Bavel Protractor 0-180 degree | Consumable-0776
__export__.product_template_17315 | 17315 | Bearing 1206 | SP Parts-0181
__export__.product_template_17145 | 17145 | Bearing 1305 | SP Parts-0011
__export__.product_template_17345 | 17345 | Bearing 16008 | SP Parts-0211
__export__.product_template_24222 | 24222 | Bearing 16383-37000-71
__export__.product_template_17140 | 17140 | Bearing 204 UC | SP Parts-0006
__export__.product_template_17229 | 17229 | Bearing 205 UC | SP Parts-0095
__export__.product_template_17275 | 17275 | Bearing 206 NU | SP Parts-0141
__export__.product_template_17360 | 17360 | Bearing 206 NU | SP Parts-0226
__export__.product_template_22482 | 22482 | Bearing 207-20-2F YAR | SP-Parts-0854
__export__.product_template_17170 | 17170 | Bearing 207-20 UC | SP Parts-0036
__export__.product_template_22436 | 22436 | Bearing 207-2F YAR | SP-Parts-0852
__export__.product_template_17368 | 17368 | Bearing 207 NU | SP Parts-0234
__export__.product_template_17153 | 17153 | Bearing 207 UC | SP Parts-0019
__export__.product_template_17274 | 17274 | Bearing 208 NU | SP Parts-0140
__export__.product_template_17159 | 17159 | Bearing 208 UC | SP Parts-0025
__export__.product_template_17369 | 17369 | Bearing 209 NU | SP Parts-0235
__export__.product_template_17278 | 17278 | Bearing 209 UC | SP Parts-0144
__export__.product_template_17407 | 17407 | Bearing 21017 | SP Parts-0273
__export__.product_template_17301 | 17301 | Bearing 211 UC | SP Parts-0167
__export__.product_template_17350 | 17350 | Bearing 212 UC | SP Parts-0216
__export__.product_template_21684 | 21684 | Bearing 22209 | SP Parts-0224
__export__.product_template_17348 | 17348 | Bearing 22210 E | SP Parts-0214
__export__.product_template_17173 | 17173 | Bearing 22308EA | SP Parts-0039
__export__.product_template_17230 | 17230 | Bearing 22314 | SP Parts-0096
__export__.product_template_17283 | 17283 | Bearing 22318 EAE4 NSK | SP Parts-0149
__export__.product_template_17313 | 17313 | Bearing 23022 | SP Parts-0179
__export__.product_template_17314 | 17314 | Bearing 23024 | SP Parts-0180
__export__.product_template_17302 | 17302 | Bearing 2306 | SP Parts-0168
__export__.product_template_17352 | 17352 | Bearing 2307 | SP Parts-0218
__export__.product_template_17353 | 17353 | Bearing 2309 | SP Parts-0219
__export__.product_template_17354 | 17354 | Bearing 2311 | SP Parts-0220
__export__.product_template_17312 | 17312 | Bearing 2520 NKI | SP Parts-0178
__export__.product_template_17316 | 17316 | Bearing 254020 NBI | SP Parts-0182
__export__.product_template_17171 | 17171 | Bearing 30206 | SP Parts-0037
__export__.product_template_22012 | 22012 | Bearing 30207 | SP Parts-0287
__export__.product_template_17250 | 17250 | Bearing 30208 | SP Parts-0116
__export__.product_template_17163 | 17163 | Bearing 30213 | SP Parts-0029
__export__.product_template_17292 | 17292 | Bearing 307 RN | SP Parts-0158
__export__.product_template_17291 | 17291 | Bearing 312 RN | SP Parts-0157
__export__.product_template_17231 | 17231 | Bearing 314 | SP Parts-0097
__export__.product_template_17402 | 17402 | Bearing 316 UC | SP Parts-0268
__export__.product_template_17282 | 17282 | Bearing 32006 NSK | SP Parts-0148
__export__.product_template_17295 | 17295 | Bearing 3206/5206 | SP Parts-0161
__export__.product_template_17296 | 17296 | Bearing 32210 | SP Parts-0162
__export__.product_template_17164 | 17164 | Bearing 32213 | SP Parts-0030
__export__.product_template_17251 | 17251 | Bearing 4904 | SP Parts-0117
__export__.product_template_17252 | 17252 | Bearing 4906 | SP Parts-0118
__export__.product_template_17321 | 17321 | Bearing 4916 NA | SP Parts-0187
__export__.product_template_17208 | 17208 | Bearing 51100 | SP Parts-0074
__export__.product_template_17253 | 17253 | Bearing 51104 | SP Parts-0119
__export__.product_template_17143 | 17143 | Bearing 51105 | SP Parts-0009
__export__.product_template_17247 | 17247 | Bearing 51111 | SP Parts-0113
__export__.product_template_17277 | 17277 | Bearing 51112 | SP Parts-0143
__export__.product_template_17367 | 17367 | Bearing 51113 | SP Parts-0233
__export__.product_template_17355 | 17355 | Bearing 51205 NSK | SP Parts-0221
__export__.product_template_17281 | 17281 | Bearing 51206 NSK | SP Parts-0147
__export__.product_template_17137 | 17137 | Bearing 6001 | SP Parts-0003
__export__.product_template_17210 | 17210 | Bearing 6003 | SP Parts-0076
__export__.product_template_17135 | 17135 | Bearing 6004 | SP Parts-0001
__export__.product_template_17168 | 17168 | Bearing 6005 | SP Parts-0034
__export__.product_template_17248 | 17248 | Bearing 6006 | SP Parts-0114
__export__.product_template_17184 | 17184 | Bearing 6007 | SP Parts-0050
__export__.product_template_17155 | 17155 | Bearing 6008 | SP Parts-0021
__export__.product_template_17157 | 17157 | Bearing 6009 | SP Parts-0023
__export__.product_template_17185 | 17185 | Bearing 6010 | SP Parts-0051
__export__.product_template_17156 | 17156 | Bearing 6011 | SP Parts-0022
__export__.product_template_17365 | 17365 | Bearing 608 ZZ | SP Parts-0231
__export__.product_template_17149 | 17149 | Bearing 6200 | SP Parts-0015
__export__.product_template_17154 | 17154 | Bearing 6201 | SP Parts-0020
__export__.product_template_23541 | 23541 | Bearing 62015 | SP Parts-332
__export__.product_template_17148 | 17148 | Bearing 6202 | SP Parts-0014
__export__.product_template_17144 | 17144 | Bearing 6203 | SP Parts-0010
__export__.product_template_17150 | 17150 | Bearing 6204 | SP Parts-0016
__export__.product_template_17146 | 17146 | Bearing 6205 | SP Parts-0012
__export__.product_template_17151 | 17151 | Bearing 6206 | SP Parts-0017
__export__.product_template_17158 | 17158 | Bearing 6207 | SP Parts-0024
__export__.product_template_17213 | 17213 | Bearing 6208 | SP Parts-0079
__export__.product_template_17357 | 17357 | Bearing 6209 | SP Parts-0223
__export__.product_template_17169 | 17169 | Bearing 6210 | SP Parts-0035
__export__.product_template_17142 | 17142 | Bearing 6211 | SP Parts-0008
__export__.product_template_17293 | 17293 | Bearing 6212 ZZ | SP Parts-0159
__export__.product_template_17276 | 17276 | Bearing 6213/6313 | SP Parts-0142
__export__.product_template_17165 | 17165 | Bearing 6214 | SP Parts-0031
__export__.product_template_17347 | 17347 | Bearing 6217 ZZ | SP Parts-0213
__export__.product_template_23180 | 23180 | Bearing 6302 | SP-Parts-0332
__export__.product_template_17382 | 17382 | Bearing 6303 | SP Parts-0248
__export__.product_template_17139 | 17139 | Bearing 6304 | SP Parts-0005
__export__.product_template_17325 | 17325 | Bearing 6305 ZZ | SP Parts-0191
__export__.product_template_17136 | 17136 | Bearing 6306 | SP Parts-0002
__export__.product_template_17141 | 17141 | Bearing 6307 | SP Parts-0007
__export__.product_template_17182 | 17182 | Bearing 6308 | SP Parts-0048
__export__.product_template_17249 | 17249 | Bearing 6309 | SP Parts-0115
__export__.product_template_17172 | 17172 | Bearing 6310 | SP Parts-0038
__export__.product_template_17405 | 17405 | Bearing 6312 | SP Parts-0271
__export__.product_template_17418 | 17418 | Bearing 6316 | SP Parts-0284
__export__.product_template_17166 | 17166 | Bearing 6317 | SP Parts-0032
__export__.product_template_17167 | 17167 | Bearing 6318 | SP Parts-0033
__export__.product_template_36636 | 36636 | Bearing 6320
__export__.product_template_23498 | 23498 | Bearing 6320 (F.A.G) | SP Parts-344
__export__.product_template_17294 | 17294 | Bearing 6403 | SP Parts-0160
__export__.product_template_17152 | 17152 | Bearing 6406 | SP Parts-0018
__export__.product_template_17228 | 17228 | Bearing 6704 | SP Parts-0094
__export__.product_template_17254 | 17254 | Bearing 6904 NA | SP Parts-0120
__export__.product_template_17209 | 17209 | Bearing 7009 | SP Parts-0075
__export__.product_template_17358 | 17358 | Bearing 7307 | SP Parts-0224
__export__.product_template_17186 | 17186 | Bearing as per sample | SP Parts-0052
__export__.product_template_22113 | 22113 | Bearing Assy, Release | SP Parts-0289
__export__.product_template_17351 | 17351 | Bearing Block 204 P | SP Parts-0217
__export__.product_template_17227 | 17227 | Bearing Block 205 P | SP Parts-0093
__export__.product_template_17246 | 17246 | Bearing block 206 P | SP Parts-0112
__export__.product_template_17356 | 17356 | Bearing Block 207 | SP Parts-0222
__export__.product_template_17279 | 17279 | Bearing Block 209 P | SP Parts-0145
__export__.product_template_21845 | 21845 | Bearing Block 217 SN | Consumable-2392
__export__.product_template_17349 | 17349 | Bearing Block 510 SN | SP Parts-0215
__export__.product_template_17346 | 17346 | Bearing Block 517 SN | SP Parts-0212
__export__.product_template_24032 | 24032 | Bearing Block P208 | SP Parts-5708
__export__.product_template_24202 | 24202 | Bearing, clutch release(31235-23000-71-OEM)
__export__.product_template_24002 | 24002 | Bearing, clutch release(31235-23000-71-OEM)
__export__.product_template_17207 | 17207 | Bearing HR 32210J | SP Parts-0073
__export__.product_template_23208 | 23208 | Bearing Inner | Consumable-2911
__export__.product_template_24058 | 24058 | BEARING, INNER (97600-32209-71-OEM)
__export__.product_template_23210 | 23210 | Bearing Input Shaft | Consumable-2913
__export__.product_template_22115 | 22115 | Bearing Input Shaft | SP Parts-0291
__export__.product_template_24009 | 24009 | Bearing, Input Shaft (97140-06202-71-OEM)
__export__.product_template_24208 | 24208 | Bearing, Input Shaft (97140-06202-71-OEM)
__export__.product_template_17138 | 17138 | Bearing LM11949 | SP Parts-0004
__export__.product_template_23209 | 23209 | Bearing Outer | Consumable-2912
__export__.product_template_24066 | 24066 | BEARING, OUTER (97600-30306-71-OEM)
__export__.product_template_23930 | 23930 | Bearing P208 | SP Parts-5593
__export__.product_template_17832 | 17832 | Bearing Pollar 10" | Consumable-0385
__export__.product_template_17982 | 17982 | Bearing Pollar 3" | Consumable-0535
__export__.product_template_17983 | 17983 | Bearing Pollar 6" | Consumable-0536
__export__.product_template_17984 | 17984 | Bearing Pollar 8" | Consumable-0537
__export__.product_template_18410 | 18410 | Bearing Poller (as per Visit) | Consumable-0963
__export__.product_template_18989 | 18989 | Bearing Puller 12" | Consumable-1542
__export__.product_template_23181 | 23181 | Bearing RN206M (Roller) | SP-Parts-0333
__export__.product_template_36615 | 36615 | Bearing #UC-216 NTN,JAPAN
__export__.product_template_22450 | 22450 | Bearing YAR 207104 | SP-Parts-0853
__export__.product_template_23523 | 23523 | Beckhoff Power Supply with UPS 24v DC | SP-Parts-0348
__export__.product_template_17649 | 17649 | Belt 180XL | Consumable-0202
__export__.product_template_17579 | 17579 | Belt 190xl | Consumable-0132
__export__.product_template_18602 | 18602 | Belt 1950mm | Consumable-1155
__export__.product_template_23702 | 23702 | Belt 1960mm | Consumable-5412
__export__.product_template_18679 | 18679 | Belt 280XL | Consumable-1232
__export__.product_template_17174 | 17174 | Belt 462" | SP Parts-0040
__export__.product_template_19145 | 19145 | Belt 4"X90" | Consumable-1698
__export__.product_template_23517 | 23517 | Belt (900 RPP5) 535 | Consumable-2762
__export__.product_template_19264 | 19264 | Belt A-124 | Consumable-1817
__export__.product_template_17744 | 17744 | Belt A-27 | Consumable-0297
__export__.product_template_19226 | 19226 | Belt A-29 | Consumable-1779
__export__.product_template_19227 | 19227 | Belt A-30 | Consumable-1780
__export__.product_template_17883 | 17883 | Belt A-31 | Consumable-0436
__export__.product_template_17881 | 17881 | Belt A-32 | Consumable-0434
__export__.product_template_17882 | 17882 | Belt A-33 | Consumable-0435
__export__.product_template_17884 | 17884 | Belt A-35 | Consumable-0437
__export__.product_template_23687 | 23687 | Belt A-36 | Consumable-5400
__export__.product_template_17892 | 17892 | Belt A-37 | Consumable-0445
__export__.product_template_23389 | 23389 | Belt A-38 | Consumable-2672
__export__.product_template_17580 | 17580 | Belt A-39 | Consumable-0133
__export__.product_template_18693 | 18693 | Belt A-40 | Consumable-1246
__export__.product_template_18694 | 18694 | Belt A-41 | Consumable-1247
__export__.product_template_18744 | 18744 | Belt A-42 | Consumable-1297
__export__.product_template_18745 | 18745 | Belt A-43 | Consumable-1298
__export__.product_template_18746 | 18746 | Belt A-44 | Consumable-1299
__export__.product_template_17571 | 17571 | Belt A-45 | Consumable-0124
__export__.product_template_18747 | 18747 | Belt A-46 | Consumable-1300
__export__.product_template_17878 | 17878 | Belt A-47 | Consumable-0431
__export__.product_template_18942 | 18942 | Belt A-48 | Consumable-1495
__export__.product_template_18701 | 18701 | Belt A-50 | Consumable-1254
__export__.product_template_17568 | 17568 | Belt A-52 | Consumable-0121
__export__.product_template_17569 | 17569 | Belt A-53 | Consumable-0122
__export__.product_template_17570 | 17570 | Belt A-54 | Consumable-0123
__export__.product_template_17901 | 17901 | Belt A-55 | Consumable-0454
__export__.product_template_17581 | 17581 | Belt A-56 | Consumable-0134
__export__.product_template_17867 | 17867 | Belt A-57 | Consumable-0420
__export__.product_template_18358 | 18358 | Belt A-58 | Consumable-0911
__export__.product_template_19259 | 19259 | Belt A-59 | Consumable-1812
__export__.product_template_17877 | 17877 | Belt A-60 | Consumable-0430
__export__.product_template_17898 | 17898 | Belt A-61 | Consumable-0451
__export__.product_template_17899 | 17899 | Belt A-62 | Consumable-0452
__export__.product_template_19241 | 19241 | Belt A-64 | Consumable-1794
__export__.product_template_19242 | 19242 | Belt A-65 | Consumable-1795
__export__.product_template_17567 | 17567 | Belt A-66 | Consumable-0120
__export__.product_template_18167 | 18167 | Belt A-70 | Consumable-0720
__export__.product_template_18427 | 18427 | Belt A-72 | Consumable-0980
__export__.product_template_17879 | 17879 | Belt A-73 | Consumable-0432
__export__.product_template_17787 | 17787 | Belt A-74 | Consumable-0340
__export__.product_template_17900 | 17900 | Belt A-76 | Consumable-0453
__export__.product_template_17572 | 17572 | Belt A-80 | Consumable-0125
__export__.product_template_19288 | 19288 | Belt A-82 | Consumable-1841
__export__.product_template_19289 | 19289 | Belt A-83 | Consumable-1842
__export__.product_template_19290 | 19290 | Belt A-84 | Consumable-1843
__export__.product_template_19291 | 19291 | Belt A-85 | Consumable-1844
__export__.product_template_17894 | 17894 | Belt B-100 | Consumable-0447
__export__.product_template_17903 | 17903 | Belt B-102 | Consumable-0456
__export__.product_template_18748 | 18748 | Belt B-106 | Consumable-1301
__export__.product_template_19234 | 19234 | Belt B-129 | Consumable-1787
__export__.product_template_17782 | 17782 | Belt B-142 | Consumable-0335
__export__.product_template_17781 | 17781 | Belt B-145 | Consumable-0334
__export__.product_template_19141 | 19141 | Belt B-34 | Consumable-1694
__export__.product_template_19142 | 19142 | Belt B-35 | Consumable-1695
__export__.product_template_19143 | 19143 | Belt B-36 | Consumable-1696
__export__.product_template_19144 | 19144 | Belt B-37 | Consumable-1697
__export__.product_template_17904 | 17904 | Belt B-38 | Consumable-0457
__export__.product_template_19261 | 19261 | Belt B-39 | Consumable-1814
__export__.product_template_36677 | 36677 | Belt (B-40)
__export__.product_template_17784 | 17784 | Belt B-40 | Consumable-0337
__export__.product_template_18060 | 18060 | Belt B-41 | Consumable-0613
__export__.product_template_17743 | 17743 | Belt B-42 | Consumable-0296
__export__.product_template_17890 | 17890 | Belt B-43 | Consumable-0443
__export__.product_template_18251 | 18251 | Belt B-44 | Consumable-0804
__export__.product_template_18812 | 18812 | Belt B-45 | Consumable-1365
__export__.product_template_17889 | 17889 | Belt B-46 | Consumable-0442
__export__.product_template_17896 | 17896 | Belt B-47 | Consumable-0449
__export__.product_template_17902 | 17902 | Belt B-48 | Consumable-0455
__export__.product_template_18369 | 18369 | Belt B-49 | Consumable-0922
__export__.product_template_18370 | 18370 | Belt B-50 | Consumable-0923
__export__.product_template_18371 | 18371 | Belt B-51 | Consumable-0924
__export__.product_template_36578 | 36578 | Belt B-51
__export__.product_template_17786 | 17786 | Belt B-52 | Consumable-0339
__export__.product_template_17885 | 17885 | Belt B-53 | Consumable-0438
__export__.product_template_17891 | 17891 | Belt B-54 | Consumable-0444
__export__.product_template_19225 | 19225 | Belt B-55 | Consumable-1778
__export__.product_template_17783 | 17783 | Belt B-56 | Consumable-0336
__export__.product_template_18372 | 18372 | Belt B-57 | Consumable-0925
__export__.product_template_17573 | 17573 | Belt B-58 | Consumable-0126
__export__.product_template_19245 | 19245 | Belt B-59 | Consumable-1798
__export__.product_template_18854 | 18854 | Belt B-60 | Consumable-1407
__export__.product_template_18807 | 18807 | Belt B-61 | Consumable-1360
__export__.product_template_18855 | 18855 | Belt B-62 | Consumable-1408
__export__.product_template_18856 | 18856 | Belt B-63 | Consumable-1409
__export__.product_template_18857 | 18857 | Belt B-64 | Consumable-1410
__export__.product_template_18419 | 18419 | Belt B-65 | Consumable-0972
__export__.product_template_19103 | 19103 | Belt B-66 | Consumable-1656
__export__.product_template_19104 | 19104 | Belt B-67 | Consumable-1657
__export__.product_template_19010 | 19010 | Belt B-68 | Consumable-1563
__export__.product_template_19138 | 19138 | Belt B-69 | Consumable-1691
__export__.product_template_19139 | 19139 | Belt B-70 | Consumable-1692
__export__.product_template_19140 | 19140 | Belt B-71 | Consumable-1693
__export__.product_template_17575 | 17575 | Belt B-72 | Consumable-0128
__export__.product_template_17574 | 17574 | Belt B-73 | Consumable-0127
__export__.product_template_17888 | 17888 | Belt B-74 | Consumable-0441
__export__.product_template_18678 | 18678 | Belt B-75 | Consumable-1231
__export__.product_template_17893 | 17893 | Belt B-77 | Consumable-0446
__export__.product_template_18594 | 18594 | Belt B-78 | Consumable-1147
__export__.product_template_18595 | 18595 | Belt B-79 | Consumable-1148
__export__.product_template_17895 | 17895 | Belt B-81 | Consumable-0448
__export__.product_template_22974 | 22974 | Belt B-83 | Consumable-2802
__export__.product_template_22927 | 22927 | Belt B-84 | Consumable-2785
__export__.product_template_17897 | 17897 | Belt B-85 | Consumable-0450
__export__.product_template_17887 | 17887 | Belt B-90 | Consumable-0440
__export__.product_template_36617 | 36617 | Belt B-95
__export__.product_template_17785 | 17785 | Belt B-96 | Consumable-0338
__export__.product_template_36616 | 36616 | Belt B-97
__export__.product_template_17576 | 17576 | Belt C-100 | Consumable-0129
__export__.product_template_17578 | 17578 | Belt C-90 | Consumable-0131
__export__.product_template_17577 | 17577 | Belt C-99 | Consumable-0130
__export__.product_template_24192 | 24192 | Belt Fan drive 16182-36840-71-OEM
__export__.product_template_18640 | 18640 | Belt (for Security) | Consumable-1193
__export__.product_template_17788 | 17788 | Belt K-27 | Consumable-0341
__export__.product_template_24123 | 24123 | Belt M-22"
__export__.product_template_23604 | 23604 | Belt Sander Machine Belt | Consumable-2813
__export__.product_template_23601 | 23601 | Belt Sander M/c | Consumable-2811
__export__.product_template_24186 | 24186 | Belt V 9001A-96018
__export__.product_template_21887 | 21887 | Belt width 3" thickness 20mm | Consumable-2416
__export__.product_template_22186 | 22186 | Belt XPB1960LW | Consumable-2552
__export__.product_template_21720 | 21720 | Belt Z-600 | Consumable-2339
__export__.product_template_22573 | 22573 | Bench Drill Machine 40mm, gear type Best Quality | TC-0011
__export__.product_template_23802 | 23802 | Bend Pipe | TRM-5496
__export__.product_template_22857 | 22857 | Besin Wash | Consumable-2753
__export__.product_template_22498 | 22498 | BF25 Buchholz Relay with Single Contact | TRM-0874
__export__.product_template_22499 | 22499 | BF50 Buchholz Relay with Single Contact | TRM-0875
__export__.product_template_21785 | 21785 | Bigsol | Consumable-2382
__export__.product_template_18677 | 18677 | Bill Transfer Register | Consumable-1230
__export__.product_template_17393 | 17393 | Bimetal Electric Contact Thermometer | SP Parts-0259
__export__.product_template_18601 | 18601 | Bin Card | Consumable-1154
__export__.product_template_17816 | 17816 | Bin Card M/C | Consumable-0369
__export__.product_template_18538 | 18538 | Binder Clip | Consumable-1091
__export__.product_template_22126 | 22126 | Binder Clip (Big) | Consumable-2533
__export__.product_template_22022 | 22022 | Binder Clip Medium | Consumable-2468
__export__.product_template_23968 | 23968 | Bip Cock 1/2" | Consumable-1013
__export__.product_template_23754 | 23754 | Black Hit | Consumable-5456
__export__.product_template_12072 | 12072 | Black Powder | Sub-Station-0034
__export__.product_template_21792 | 21792 | Bleaching Powder | Consumable-2387
__export__.product_template_21961 | 21961 | Block Letter | TRM-808
__export__.product_template_23769 | 23769 | Blood Grouping Reagent | Consumable-5471
__export__.product_template_23767 | 23767 | Blood Lancet | Consumable-5469
__export__.product_template_19340 | 19340 | Blower Fan | Consumable-1893
__export__.product_template_23750 | 23750 | Blower Fan 12" | Consumable-5454
__export__.product_template_18876 | 18876 | Blower Fan (18") | Consumable-1429
__export__.product_template_18936 | 18936 | Blower Fan (24") | Consumable-1489
__export__.product_template_19316 | 19316 | Blue Powder | Consumable-1869
__export__.product_template_23151 | 23151 | Bluetooth Speaker | Consumable-2867
__export__.product_template_17847 | 17847 | Board Duster | Consumable-0400
__export__.product_template_19359 | 19359 | Board File | Consumable-1912
__export__.product_template_17646 | 17646 | Board Marker Pen | Consumable-0199
__export__.product_template_17721 | 17721 | Bolt Cutter 12" | Consumable-0274
__export__.product_template_17807 | 17807 | Bolt Cutter 18" | Consumable-0360
__export__.product_template_22530 | 22530 | Bolt Cutter 24" | Consumable-2645
__export__.product_template_23213 | 23213 | Bolt Mast Support | Consumable-2916
__export__.product_template_23227 | 23227 | Bolt Rear Axle Beam | Consumable-2927
__export__.product_template_18085 | 18085 | Book Shelf | Consumable-0638
__export__.product_template_18407 | 18407 | Boot Pin | Consumable-0960
__export__.product_template_18765 | 18765 | Borax | Consumable-1318
__export__.product_template_22190 | 22190 | Boric Acid (Big size box) | Consumable-2555
__export__.product_template_22191 | 22191 | Boric Acid (Small size box) | Consumable-2556
__export__.product_template_22873 | 22873 | Boron (Fetilizer) | Consumable-2755
__export__.product_template_18472 | 18472 | Bottom Cover Die 75kva | Consumable-1025
__export__.product_template_18424 | 18424 | Bottom Cover Forming Dice 25kva Transformer | Consumable-0977
__export__.product_template_23481 | 23481 | Bottom Die-Punch 10kva (Tank ID-355mm & Sheet Thick-1.8mm | Consumable-2737
__export__.product_template_11983 | 11983 | Bottom Drain Valve Flange With Pipe | TRM-0290
__export__.product_template_17728 | 17728 | Bottom Holder | Consumable-0281
__export__.product_template_23708 | 23708 | Bottom Oil Drain & Filter Valve (Globe valve 50mm, Single Flange) Flange Ø150/PCD 115mm,Hole 4x18mm | TRM5419
__export__.product_template_11867 | 11867 | Bottom Oil Drain Valve | TRM-0174
__export__.product_template_11863 | 11863 | Bottom Oil Filter Valve | TRM-0170
__export__.product_template_24070 | 24070 | Box cable tray (100 mm*80 mm)
__export__.product_template_23218 | 23218 | Box Jaly | Consumable-2920
__export__.product_template_17443 | 17443 | Box Plate 100kva | Packaging-0025
__export__.product_template_17436 | 17436 | Box Plate 10kva | Packaging-0018
__export__.product_template_17437 | 17437 | Box Plate 15kva | Packaging-0019
__export__.product_template_17429 | 17429 | Box Plate 25kva | Packaging-0011
__export__.product_template_17430 | 17430 | Box Plate 37.5kva | Packaging-0012
__export__.product_template_17431 | 17431 | Box Plate 50kva | Packaging-0013
__export__.product_template_17445 | 17445 | Box Plate 5kva | Packaging-0027
__export__.product_template_17438 | 17438 | Box Plate 75kva | Packaging-0020
__export__.product_template_21783 | 21783 | Box Tissue/Facial Tissue | Consumable-2380
__export__.product_template_23377 | 23377 | BP (Blood Pressure) Machine | Consumable-2660
__export__.product_template_23592 | 23592 | BP. C/A for FRX A/C Coating 1 liter | TRM-0774
__export__.product_template_24205 | 24205 | BP. C/A for FRX A/C Coating 1 liter
__export__.product_template_24217 | 24217 | BP. C/A For Phenolic Epoxy 1L
__export__.product_template_23594 | 23594 | BP. C/A For Phenolic Epoxy 1L | TRM-0773
__export__.product_template_19125 | 19125 | BP Floorcrete @4mm Thickness | Consumable-1678
__export__.product_template_23591 | 23591 | BP. FRX A/C Coating Grey 4L | TRM-0775
__export__.product_template_24199 | 24199 | BP. FRX A/C Coating Grey 4L
__export__.product_template_24211 | 24211 | BP. Phenolic Epoxy HBTL Grey 3.2L
__export__.product_template_23593 | 23593 | BP. Phenolic Epoxy HBTL Grey 3.2L | TRM-0777
__export__.product_template_24099 | 24099 | Brake Fluid
__export__.product_template_23198 | 23198 | Brake Fluid | Consumable-2902
__export__.product_template_24160 | 24160 | Brake Fluid (08823-80010-SAKURA)
__export__.product_template_24093 | 24093 | Brake Light Bulb
__export__.product_template_24166 | 24166 | Brake Light Bulb (56637-23320-71-OEM)
__export__.product_template_17238 | 17238 | Brake Motor 0.4kw 750rmp | SP Parts-0104
__export__.product_template_17235 | 17235 | Brake Motor 1.8kw 1000rmp | SP Parts-0101
__export__.product_template_17234 | 17234 | Brake Motor 1.8kw 1500rmp | SP Parts-0100
__export__.product_template_17232 | 17232 | Brake Motor 1.8kw 3000rmp | SP Parts-0098
__export__.product_template_17236 | 17236 | Brake Motor 2.2kw 1000rmp | SP Parts-0102
__export__.product_template_17341 | 17341 | Brake Motor 2.2kw 1500rmp | SP Parts-0207
__export__.product_template_17233 | 17233 | Brake Motor 2.2kw 3000rmp | SP Parts-0099
__export__.product_template_17237 | 17237 | Brake Motor 2.5kw 1500rmp | SP Parts-0103
__export__.product_template_17342 | 17342 | Braker Assembly | SP Parts-0208
__export__.product_template_23321 | 23321 | Brake System Overhauling | Consumable-2974
__export__.product_template_19414 | 19414 | Brass Hex Rod | Consumable-1967
__export__.product_template_18361 | 18361 | Brass Nipple 0.5" | Consumable-0914
__export__.product_template_18195 | 18195 | Brass Nipple 0.5"X12mm | Consumable-0748
__export__.product_template_18193 | 18193 | Brass Nipple 1" | Consumable-0746
__export__.product_template_18198 | 18198 | Brass Nipple 1 &1/4" | Consumable-0751
__export__.product_template_19240 | 19240 | Brass Nipple 1/4" | Consumable-1793
__export__.product_template_18194 | 18194 | Brass Nipple 1.5" | Consumable-0747
__export__.product_template_18582 | 18582 | Brass Nipple 2" | Consumable-1135
__export__.product_template_18197 | 18197 | Brass Nipple 3/4" | Consumable-0750
__export__.product_template_17563 | 17563 | Brasso | Consumable-0116
__export__.product_template_22477 | 22477 | Brass Pipe (ID 30mm, OD 70mm, Length 300mm) | TRM-0866
__export__.product_template_22438 | 22438 | Brass Pipe ID 30mm, OD 70mm, Length 300mm | TRM-0865
__export__.product_template_19196 | 19196 | Brass Rod 8mm | Consumable-1749
__export__.product_template_18998 | 18998 | Brass Shaft 22mm | Consumable-1551
__export__.product_template_18338 | 18338 | Brass Shaft 3/4" | Consumable-0891
__export__.product_template_18579 | 18579 | Brass Shaft 62mm | Consumable-1132
__export__.product_template_21923 | 21923 | Brass Shaft Dia 20mm | Consumable-2440
__export__.product_template_21915 | 21915 | Brass Valve 15mm One Side Flange | TRM-0800
__export__.product_template_21916 | 21916 | Brass Valve 50mm One Side Flange | TRM-0801
__export__.product_template_12295 | 12295 | Brazing Rod 1mmX18" | SRM-0010 (Godown Rack-1)
__export__.product_template_18432 | 18432 | Break Coil as per sample | Consumable-0985
__export__.product_template_17217 | 17217 | Break Cover | SP Parts-0083
__export__.product_template_17218 | 17218 | Break Dish | SP Parts-0084
__export__.product_template_17268 | 17268 | Breaker Nose | SP Parts-0134
__export__.product_template_23932 | 23932 | Break Fiber (24"X24") | Consumable-5595
__export__.product_template_22129 | 22129 | Break Fluid | SP Parts-0299
__export__.product_template_24195 | 24195 | Break Light bulb
__export__.product_template_22889 | 22889 | Break Lod | Consumable-2762
__export__.product_template_23474 | 23474 | Break Motor (1hp, Volt 380, RPM 1360, Hole Center 164mm, Flange 200mm, Hole 11mm, Colar 130mm, Number of hole 4, Shaft 19mm | Consumable-2730
__export__.product_template_18334 | 18334 | Break Motor 2Hp | Consumable-0887
__export__.product_template_18486 | 18486 | Break Motor 3HP | Consumable-1039
__export__.product_template_22121 | 22121 | Break Oil | Consumable-2530
__export__.product_template_18600 | 18600 | Breather 6"X18" | Consumable-1153
__export__.product_template_20733 | 20733 | Breather Box/Pot-3500 KVA | TRM-0346 (GODOWN RACK-9)
__export__.product_template_18712 | 18712 | Breather Pipe | Consumable-1265
__export__.product_template_11714 | 11714 | Breather Pipe | TRM-0021 (GODOWN RACK-9)
__export__.product_template_22185 | 22185 | Breather Pot (1kg) | TRM-0829
__export__.product_template_22792 | 22792 | Breather Pot 3500KVA | TRM-0954
__export__.product_template_23484 | 23484 | Breather Tube Bond Plug (In dia-18mm) | Consumable-2740
__export__.product_template_17818 | 17818 | Brick 1no & Picket | Consumable-0371
__export__.product_template_17509 | 17509 | Bronze Rod 1mm | Consumable-0062
__export__.product_template_22390 | 22390 | Brush Block L-72mm, W-47mm, H-72mm, Solid | Consumable-2599
__export__.product_template_18846 | 18846 | Brush Bush | Consumable-1399
__export__.product_template_22407 | 22407 | Brush for Toilet | Consumable-2602
__export__.product_template_23361 | 23361 | Brush Nipple 1 1/4"x11/4" | Consumable-2655
__export__.product_template_23425 | 23425 | Brush Shaft (12"X65mm) | Consumable-2699
__export__.product_template_23836 | 23836 | Brush Shaft (220X80)mm | Consumable-5528
__export__.product_template_23701 | 23701 | Brush Shaft (60mmX12") | Consumable-5410
__export__.product_template_17629 | 17629 | BS Controller | Consumable-0182
__export__.product_template_20735 | 20735 | Buchholz Relay 261 BR50-F100, ABB | TRM-0349
__export__.product_template_20734 | 20734 | Buchholz Relay-3500 KVA | TRM-0348
__export__.product_template_21646 | 21646 | Buchholz Relay 801 Magnetic Oil Level Gauge | TRM-0772
__export__.product_template_21645 | 21645 | Buchholz Relay (Gor-2 M-A) | TRM-0771
__export__.product_template_11799 | 11799 | Buchholz Relay Set | TRM-0106 (GODOWN RACK-10)
__export__.product_template_18143 | 18143 | Bulb 60w | Consumable-0696
__export__.product_template_23245 | 23245 | Bulb (Brake Light) | Consumable-2939
__export__.product_template_23244 | 23244 | Bulb (Head Light) | Consumable-2938
__export__.product_template_19088 | 19088 | Bullet Camera (2MP IP PoE) with Installation | Consumable-1641
__export__.product_template_22926 | 22926 | Burnsil Cream | Consumable-2784
__export__.product_template_22225 | 22225 | Busbar Supporter 1.5" | Sub-Station-0377
__export__.product_template_22961 | 22961 | Busbar Supports 10mm, 3pole (Single Gap) | Sub-Station-0521
__export__.product_template_22960 | 22960 | Busbar Supports 10mm, 4pole (Double Gap) | Sub-Station-0520
__export__.product_template_22962 | 22962 | Busbar Supports 10mm, 4pole (Single Gap) | Sub-Station-0522
__export__.product_template_22733 | 22733 | Bush 1"x3/4" | TC-0033
__export__.product_template_17260 | 17260 | Bushing | SP Parts-0126
__export__.product_template_11832 | 11832 | Bushing (12kv/1000amp) | TRM-0139
__export__.product_template_21533 | 21533 | Bushing (12kv/630amp) | TRM-0450
__export__.product_template_11830 | 11830 | Bushing (36kv/630amp) | TRM-0137 (GODOWN RACK-10)
__export__.product_template_24067 | 24067 | Bushing Accessories Box | Consumable-5709
__export__.product_template_18404 | 18404 | Bushing Clamping Ring Dice | Consumable-0957
__export__.product_template_11833 | 11833 | Bushing Isolator(12kv/1000amp) | TRM-0140 (GODOWN RACK-11)
__export__.product_template_11831 | 11831 | Bushing Isolator(36kv/630amp) | TRM-0138
__export__.product_template_23689 | 23689 | Bushing & Isolator Set (12kV/1000A) | TRM-1010
__export__.product_template_23688 | 23688 | Bushing & Isolator Set (36kV/630A) | TRM-1011
__export__.product_template_12343 | 12343 | Bushing Lock Spring 10X160/170mm | SRM-0058 (GODOWN RACK-11)
__export__.product_template_22262 | 22262 | Bushing Lock Spring 8X150mm | SRM-0179 (GODOWN RACK-11)
__export__.product_template_12342 | 12342 | Bushing Lock Spring 8X160/170mm | SRM-0057 (GODOWN RACK-11)
__export__.product_template_23145 | 23145 | Bushing Lock Spring 9x160mm | SRM-0188 (GODWON RACK-11)
__export__.product_template_23196 | 23196 | Bushing Mast Support | Consumable-2900
__export__.product_template_24159 | 24159 | Bushing, Rear Axle Beam (43421-23320-71-OEM)
__export__.product_template_24073 | 24073 | BUSHING, REAR AXLE BEAM (43421-23320-71-OEM)
__export__.product_template_24239 | 24239 | BUSHING, REAR AXLE BEAM 43421-36760-71
__export__.product_template_22118 | 22118 | Bush Rear Asle | SP Parts-0294
__export__.product_template_23473 | 23473 | Butterfly Gate Valve | Consumable-2729
__export__.product_template_23414 | 23414 | Butterfly Gate Valve (DN 50 PN16) as per sample | Consumable-2688
__export__.product_template_12001 | 12001 | Butterfly Valve | TRM-0308 (GODOWN RACK-9)
__export__.product_template_19027 | 19027 | Butter Fly Valve 6" | Consumable-1580
__export__.product_template_17262 | 17262 | Button HD Screw | SP Parts-0128
__export__.product_template_23632 | 23632 | BYA earthling Cable 1Cx16rm | Sub-Station-5369
__export__.product_template_22192 | 22192 | BYM -2 Core Cable 2X2.5rm (Black) | TRM-0831
__export__.product_template_20847 | 20847 | Cable-10RM-Black-NYY | Sub-Station-0113
__export__.product_template_20850 | 20850 | Cable-10RM-Red-Yellow-Blue-BYA | Sub-Station-0116
__export__.product_template_23818 | 23818 | Cable 10X1.5 | Sub Station-5512
__export__.product_template_22083 | 22083 | Cable 120rm 1C NYY (Black) | Sub-Station-0304
__export__.product_template_18614 | 18614 | Cable 12X1.5rm NYY | Consumable-1167
__export__.product_template_18330 | 18330 | Cable 12X1rm | Consumable-0883
__export__.product_template_23817 | 23817 | Cable 14X1.5 | Sub Station-5511
__export__.product_template_20857 | 20857 | Cable-1RM-Black-BYA | Sub-Station-0123
__export__.product_template_18477 | 18477 | Cable 1X120rm NYY | Consumable-1030
__export__.product_template_20858 | 20858 | Cable-1X1.5RM-Black-BYA | Sub-Station-0124
__export__.product_template_20859 | 20859 | Cable-1X1.5RM-Red-BYA | Sub-Station-0125
__export__.product_template_18555 | 18555 | Cable 1X185rm | Consumable-1108
__export__.product_template_18373 | 18373 | Cable 1X300rm | Consumable-0926
__export__.product_template_18160 | 18160 | Cable 1X35rm NYY | Consumable-0713
__export__.product_template_18164 | 18164 | Cable 1X4rm BYA | Consumable-0717
__export__.product_template_22897 | 22897 | Cable 1X6.0rm | Sub-1989
__export__.product_template_20855 | 20855 | Cable-2.5RM-Black-BYA | Sub-Station-0121
__export__.product_template_20853 | 20853 | Cable-2.5RM-Green-BYA | Sub-Station-0119
__export__.product_template_21821 | 21821 | Cable 25rm NYY, 1C Balck | Sub-Station-241
__export__.product_template_20854 | 20854 | Cable-2.5RM-Red-BYA | Sub-Station-0120
__export__.product_template_20856 | 20856 | Cable-2.5RM-Yellow-BYA | Sub-Station-0122
__export__.product_template_23812 | 23812 | Cable 2X1.5 | Sub Station-5506
__export__.product_template_19169 | 19169 | Cable 2X1.5rm NYY | Consumable-1722
__export__.product_template_23813 | 23813 | Cable 2X2.5 | Sub Station-5507
__export__.product_template_19167 | 19167 | Cable 2X2.5rm NYY | Consumable-1720
__export__.product_template_36566 | 36566 | Cable 2X4rm (N2XY-XLPE) | NA
__export__.product_template_19170 | 19170 | Cable 2X4rm NYY | Consumable-1723
__export__.product_template_20846 | 20846 | Cable-35RM-Black-NYY | Sub-Station-0112
__export__.product_template_22625 | 22625 | Cable 35rm BYA 1C, Green | Sub-Station-0445
__export__.product_template_23814 | 23814 | Cable 3X2.5 | Sub Station-5508
__export__.product_template_18720 | 18720 | Cable 3X6rm | Consumable-1273
__export__.product_template_23289 | 23289 | Cable (4076) (IT Product) | Consumable-2968
__export__.product_template_22087 | 22087 | Cable 4rm 1C BYA (R+Y+B) | Sub-Station-0308
__export__.product_template_20849 | 20849 | Cable-4RM-Black-NYY/BYA | Sub-Station-0115
__export__.product_template_20852 | 20852 | Cable-4RM-Green-BYA | Sub-Station-0118
__export__.product_template_20851 | 20851 | Cable-4RM-Red-Yellow-Blue-BYA | Sub-Station-0117
__export__.product_template_23816 | 23816 | Cable 4X1.5 | Sub Station-5510
__export__.product_template_23815 | 23815 | Cable 4X2.5 | Sub Station-5509
__export__.product_template_36565 | 36565 | Cable 4X4rm (N2XY-XLPE) | NA
__export__.product_template_22082 | 22082 | Cable 50rm 1C BYA (Black) | Sub-Station-0303
__export__.product_template_20845 | 20845 | Cable-50RM-Black-NYY | Sub-Station-0111
__export__.product_template_20848 | 20848 | Cable-6RM-Black-NYY/BYA | Sub-Station-0114
__export__.product_template_21820 | 21820 | Cable 6rm NYY, 1C Black | Sub-Station-240
__export__.product_template_18329 | 18329 | Cable 6X2.5rm | Consumable-0882
__export__.product_template_18672 | 18672 | Cable As per sample | Consumable-1225
__export__.product_template_18824 | 18824 | Cable (As per sample) 12 Core | Consumable-1377
__export__.product_template_21834 | 21834 | Cable Cap 10rm | Sub-Station-252
__export__.product_template_21833 | 21833 | Cable Cap 16rm | Sub-Station-251
__export__.product_template_23058 | 23058 | Cable Cap 25rm (R+Y+B) | Sub-Station-0548
__export__.product_template_22359 | 22359 | Cable Cap 35rm | Sub-Station-0403
__export__.product_template_22360 | 22360 | Cable Cap 50rm | Sub-Station-0404
__export__.product_template_23099 | 23099 | Cable_CEL/SS/HK/1118/605 | SSFG-CABLE
__export__.product_template_19364 | 19364 | Cable Clip | Consumable-1917
__export__.product_template_22651 | 22651 | Cable Connector 100Amp | Consumable-2666
__export__.product_template_23050 | 23050 | Cable Connector Terminal Block-6mm (Model-NSYTRV62), Schneider | Sub-Station-0340
__export__.product_template_23109 | 23109 | Cable_CON/TR/CCCC-S4-01 | SSFG-CABLE
__export__.product_template_19182 | 19182 | Cable Cutter 16rm | Consumable-1735
__export__.product_template_20910 | 20910 | Cable Dak-(40X40X2M)-Blue | Sub-Station-0179
__export__.product_template_20909 | 20909 | Cable Dak//PVC Channel-(40X40X2M)-Gray | Sub-Station-0178
__export__.product_template_23792 | 23792 | Cable Dug (H-45, W-25)mm | Sub Station-5488
__export__.product_template_23783 | 23783 | Cable Dug (H-60, W-45)mm | Sub Station-5482
__export__.product_template_23821 | 23821 | Cable Ferrule | Sub Station-5515
__export__.product_template_24077 | 24077 | Cable gland 18mm | Consumable-5728
__export__.product_template_36521 | 36521 | Cable gland PG-18
__export__.product_template_22150 | 22150 | Cable Gland PG-20 | Sub-Station-0334
__export__.product_template_21985 | 21985 | Cable Gland, PG-21 | Sub-Station-0303
__export__.product_template_11904 | 11904 | Cable Gland (PG-22) SS | TRM-0211
__export__.product_template_21867 | 21867 | Cable Gland (PG-22) SS | Sub-Station-0259
__export__.product_template_12047 | 12047 | Cable Gland, PG-29 | Sub-Station-0009
__export__.product_template_12048 | 12048 | Cable Gland, PG-36 | Sub-Station-0010
__export__.product_template_12049 | 12049 | Cable Gland, PG-42 | Sub-Station-0011
__export__.product_template_18159 | 18159 | Cable Joint Socket 185rm | Consumable-0712
__export__.product_template_18046 | 18046 | Cable Lug 10rm | Consumable-0599
__export__.product_template_22400 | 22400 | Cable Lug 10rm Clip Type | Sub-Station-0410
__export__.product_template_21935 | 21935 | Cable Lug 10rm O Type | Sub-Station-0285
__export__.product_template_18121 | 18121 | Cable Lug 10rm Pin Type | Consumable-0674
__export__.product_template_22399 | 22399 | Cable Lug 10rm U Type | Sub-Station-0409
__export__.product_template_17865 | 17865 | Cable Lug 120rm | Consumable-0418
__export__.product_template_22088 | 22088 | Cable Lug 150rm | Sub-Station-0308
__export__.product_template_18328 | 18328 | Cable Lug 1.5rm | pak-0881
__export__.product_template_18725 | 18725 | Cable Lug 1.5rm Pin Type | Consumable-1278
__export__.product_template_18641 | 18641 | Cable Lug 1.5rm R Type | Consumable-1194
__export__.product_template_12057 | 12057 | Cable Lug 1.5rm "U" Type | Sub-Station-0019
__export__.product_template_18118 | 18118 | Cable Lug 1.5rm U Type | Consumable-0671
__export__.product_template_18122 | 18122 | Cable Lug 2.5rm | Consumable-0675
__export__.product_template_23795 | 23795 | Cable Lug 2.5rm (Black) | Sub Station-5491
__export__.product_template_23794 | 23794 | Cable Lug 2.5rm (Blue) | Sub Station-5490
__export__.product_template_12064 | 12064 | Cable Lug 2.5rm (I Type) | Sub-Station-0026
__export__.product_template_18119 | 18119 | Cable Lug 2.5rm Pin Type | Consumable-0672
__export__.product_template_23797 | 23797 | Cable Lug 2.5rm (Red) | Sub-Station-5493
__export__.product_template_12058 | 12058 | Cable Lug 2.5rm (Ring Type) | Sub-Station-0020
__export__.product_template_18945 | 18945 | Cable Lug 2.5rm R Type | Consumable-1498
__export__.product_template_12059 | 12059 | Cable Lug 2.5rm (Socket Type) | Sub-Station-0021
__export__.product_template_18120 | 18120 | Cable Lug 2.5rm U Type | Consumable-0673
__export__.product_template_23796 | 23796 | Cable Lug 2.5rm (Yellow) | Sub Station-5492
__export__.product_template_12063 | 12063 | Cable Lug 2.5rm (Y Type) | Sub-Station-0025
__export__.product_template_18056 | 18056 | Cable Lug 300rm | Consumable-0609
__export__.product_template_18158 | 18158 | Cable Lug 400rm | Consumable-0711
__export__.product_template_24004 | 24004 | Cable Lug 4rm (Black)
__export__.product_template_23998 | 23998 | Cable Lug 4rm (Blue)
__export__.product_template_22527 | 22527 | Cable lug 4rm Clip Type | Sub-Station-0424
__export__.product_template_19202 | 19202 | Cable Lug 4rm O Type | Consumable-1755
__export__.product_template_19204 | 19204 | Cable Lug 4rm Pin Type | Consumable-1757
__export__.product_template_23988 | 23988 | Cable Lug 4rm (Red)
__export__.product_template_19203 | 19203 | Cable Lug 4rm U Type | Consumable-1756
__export__.product_template_23993 | 23993 | Cable Lug 4rm (Yellow)
__export__.product_template_22401 | 22401 | Cable Lug 6rm Clip Type | Sub-Station-0411
__export__.product_template_19205 | 19205 | Cable Lug 6rm O Type | Consumable-1758
__export__.product_template_19207 | 19207 | Cable Lug 6rm Pin Type | Consumable-1760
__export__.product_template_19206 | 19206 | Cable Lug 6rm U Type | Consumable-1759
__export__.product_template_18588 | 18588 | Cable Lug 70rm | Consumable-1141
__export__.product_template_19210 | 19210 | Cable Lug 95rm | Consumable-1763
__export__.product_template_20831 | 20831 | Cable Lug-Cu-10 RM-6mm (R) | Sub-Station-0097
__export__.product_template_20830 | 20830 | Cable Lug-Cu-10 RM-8mm (R) | Sub-Station-0096
__export__.product_template_20823 | 20823 | Cable Lug-Cu-120 RM-12mm (R) | Sub-Station-0089
__export__.product_template_20822 | 20822 | Cable Lug-Cu-150 RM-12mm (R) | Sub-Station-0088
__export__.product_template_20829 | 20829 | Cable Lug-Cu-16 RM-8mm (R) | Sub-Station-0095
__export__.product_template_17866 | 17866 | Cable Lug-Cu-185 RM-14mm (R) | Consumable-0419
__export__.product_template_20821 | 20821 | Cable Lug-Cu-240 RM-16mm (R) | Sub-Station-0087
__export__.product_template_20828 | 20828 | Cable Lug-Cu-25 RM-8mm (R) | Sub-Station-0094
__export__.product_template_20837 | 20837 | Cable Lug-Cu-2.5 RM-(I) | Sub-Station-0103
__export__.product_template_20836 | 20836 | Cable Lug-Cu-2.5 RM-(Y) | Sub-Station-0102
__export__.product_template_20820 | 20820 | Cable Lug-Cu-300 RM-16mm(R) | Sub-Station-0086
__export__.product_template_20827 | 20827 | Cable Lug-Cu-35 RM-10mm (R) | Sub-Station-0093
__export__.product_template_20826 | 20826 | Cable Lug-Cu-50 RM-10mm (R) | Sub-Station-0092
__export__.product_template_21087 | 21087 | Cable Lug-Cu-50 RM-8mm (R) | Consumable-2793
__export__.product_template_20833 | 20833 | Cable Lug-Cu-6 RM-10mm (R) | Sub-Station-0099
__export__.product_template_20834 | 20834 | Cable Lug-Cu-6 RM-8mm (R) | Sub-Station-0100
__export__.product_template_20825 | 20825 | Cable Lug-Cu-70 RM-12mm (R) | Sub-Station-0091
__export__.product_template_21545 | 21545 | Cable Lug-Cu-75 RM-12mm | TRM-0462
__export__.product_template_20824 | 20824 | Cable Lug-Cu-95 RM-12mm (R) | Sub-Station-0090
__export__.product_template_20832 | 20832 | Cable Lug-PVC-6 RM-6mm (R) | Sub-Station-0098
__export__.product_template_22203 | 22203 | Cable Markers (1) | Sub-Station-0356
__export__.product_template_22204 | 22204 | Cable Markers (2) | Sub-Station-0357
__export__.product_template_22208 | 22208 | Cable Markers (C) | Sub-Station-0361
__export__.product_template_22206 | 22206 | Cable Markers (I) | Sub-Station-0359
__export__.product_template_22205 | 22205 | Cable Markers (N) | Sub-Station-0358
__export__.product_template_22207 | 22207 | Cable Markers (S) | Sub-Station-0360
__export__.product_template_18236 | 18236 | Cable Number 0-9 10rm | Consumable-0789
__export__.product_template_18237 | 18237 | Cable Number 0-9 6rm | Consumable-0790
__export__.product_template_22609 | 22609 | Cable Number 1-0 (1 pac for each number) | Sub-Station-0436
__export__.product_template_18238 | 18238 | Cable Number A-Z | Consumable-0791
__export__.product_template_22608 | 22608 | Cable Number A-Z (each letter for 1 pac) | Sub-Station-0435
__export__.product_template_11986 | 11986 | Cable Shoe 10no | TRM-0293
__export__.product_template_11987 | 11987 | Cable Shoe 16no | TRM-0294
__export__.product_template_11988 | 11988 | Cable Shoe 25no | TRM-0295
__export__.product_template_11984 | 11984 | Cable Shoe 4no | TRM-0291
__export__.product_template_11985 | 11985 | Cable Shoe 6no | TRM-0292
__export__.product_template_22607 | 22607 | Cable Soket 2.5rm, Clip type | Sub-Station-0434
__export__.product_template_22426 | 22426 | Cable Tie 10" | Consumable-2617
__export__.product_template_17932 | 17932 | Cable Tie 10" | Consumable-0485
__export__.product_template_17933 | 17933 | Cable Tie 12" | Consumable-0486
__export__.product_template_22200 | 22200 | Cable Tie 12" | Consumable-2558
__export__.product_template_21598 | 21598 | Cable Tie-12" | TRM-0353
__export__.product_template_17774 | 17774 | Cable Tie 4" | Consumable-0327
__export__.product_template_22159 | 22159 | Cable Tie 5" | Sub-Station-0343
__export__.product_template_17775 | 17775 | Cable Tie 6" | Consumable-0328
__export__.product_template_17773 | 17773 | Cable Tie 8" | Consumable-0326
__export__.product_template_21599 | 21599 | Cable Tie-8" | TRM-0352
__export__.product_template_17286 | 17286 | Cable Trolley (CH-II) | SP Parts-0152
__export__.product_template_17285 | 17285 | Cable Trolley (CHOI) | SP Parts-0151
__export__.product_template_18968 | 18968 | Calcium Carbonet | Consumable-1521
__export__.product_template_17643 | 17643 | Calculator Normal | Consumable-0196
__export__.product_template_22828 | 22828 | Calender (Govt.) | Consumable-2725
__export__.product_template_24079 | 24079 | Calibration Test of Equipment
__export__.product_template_18425 | 18425 | Calling Bell | Consumable-0978
__export__.product_template_17370 | 17370 | Cam Shaft With Bearing and Bush Insert | SP Parts-0236
__export__.product_template_11774 | 11774 | Candle | TRM-0081
__export__.product_template_19093 | 19093 | Candle (Mom) | Consumable-1646
__export__.product_template_12077 | 12077 | Capacitor 10 KVAR | Sub-Station-0039
__export__.product_template_12076 | 12076 | Capacitor 12.5 KVAR | Sub-Station-0038
__export__.product_template_18450 | 18450 | Capacitor 12.5UF | Consumable-1003
__export__.product_template_18766 | 18766 | Capacitor 150UF | Consumable-1319
__export__.product_template_12075 | 12075 | Capacitor 15 KVAR, (ABB) | Sub-Station-0037
__export__.product_template_18947 | 18947 | Capacitor 1UF | Consumable-1500
__export__.product_template_12110 | 12110 | Capacitor 20 KVAR | Sub-Station-0072
__export__.product_template_17935 | 17935 | Capacitor 20UF | Consumable-0488
__export__.product_template_18775 | 18775 | Capacitor 250UF | Consumable-1328
__export__.product_template_12079 | 12079 | Capacitor 2.5 KVAR | Sub-Station-0041
__export__.product_template_19318 | 19318 | Capacitor 25 KVAR | Consumable-1871
__export__.product_template_22354 | 22354 | Capacitor 25KVAR, ABB, Italy | Sub-Station-0398
__export__.product_template_18449 | 18449 | Capacitor 25UF | Consumable-1002
__export__.product_template_17678 | 17678 | Capacitor 2.5UF | Consumable-0231
__export__.product_template_18681 | 18681 | Capacitor 30UF | Consumable-1234
__export__.product_template_21902 | 21902 | Capacitor 35UF | Consumable-2431
__export__.product_template_18682 | 18682 | Capacitor 3.5UF | Consumable-1235
__export__.product_template_12111 | 12111 | Capacitor 3 KVAR | Sub-Station-0073
__export__.product_template_19322 | 19322 | Capacitor 400UF | Consumable-1875
__export__.product_template_18518 | 18518 | Capacitor 40UF | Consumable-1071
__export__.product_template_18256 | 18256 | Capacitor 4.5UF | Consumable-0809
__export__.product_template_19184 | 19184 | Capacitor 50UF | Consumable-1737
__export__.product_template_12078 | 12078 | Capacitor 5 KVAR | Sub-Station-0040
__export__.product_template_19046 | 19046 | Capacitor 60UF | Consumable-1599
__export__.product_template_19276 | 19276 | Capacitor 6UF | Consumable-1829
__export__.product_template_12109 | 12109 | Capacitor 7.5 KVAR | Sub-Station-0071
__export__.product_template_22188 | 22188 | Capacitor PF 630Volt | Consumable-2553
__export__.product_template_18029 | 18029 | Capactior 200UF | Consumable-0582
__export__.product_template_21890 | 21890 | Cap for Security | Consumable-2419
__export__.product_template_24145 | 24145 | Cap for Security
__export__.product_template_21649 | 21649 | Carbide Alloy Slitting Blade | Consumable-2308
__export__.product_template_17374 | 17374 | Carbide Blade Lower | SP Parts-0240
__export__.product_template_19407 | 19407 | Carbide Grinding Stone (125X32) | Consumable-1960
__export__.product_template_19408 | 19408 | Carbide Grinding Stone (150X32) | Consumable-1961
__export__.product_template_21713 | 21713 | Carbide Grinding Wheel Out dia 14"X India 5" | Consumable-2334
__export__.product_template_19392 | 19392 | Carbon | Consumable-1945
__export__.product_template_22801 | 22801 | Carbon | SP-Parts-0859
__export__.product_template_36575 | 36575 | Carbon (12X12X50)mm
__export__.product_template_23033 | 23033 | Carbon Alloy Slitting Blade (for Core Slitting M/C) | SP Parts-0862
__export__.product_template_19346 | 19346 | Carbon Brush 16X10X4mm | Consumable-1899
__export__.product_template_17955 | 17955 | Carbon Brush 30A (40X22X10mm) | Consumable-0508
__export__.product_template_19345 | 19345 | Carbon Brush 32X15X8mm | Consumable-1898
__export__.product_template_17676 | 17676 | Carbon Brush 4" | Consumable-0229
__export__.product_template_18096 | 18096 | Carbon Brush 7" | Consumable-0649
__export__.product_template_17493 | 17493 | Carbon Brush as per sample | Consumable-0046
__export__.product_template_17741 | 17741 | Carbon Paper | Consumable-0294
__export__.product_template_19358 | 19358 | Carbon Paper | Consumable-1911
__export__.product_template_19393 | 19393 | Carbon Pathi | Consumable-1946
__export__.product_template_17949 | 17949 | Carbon Shaft | Consumable-0502
__export__.product_template_22634 | 22634 | Carpenter Vice | Consumable-0020
__export__.product_template_19341 | 19341 | Carpet | Consumable-1894
__export__.product_template_23544 | 23544 | Carrying/Making Charge | Consumable-2780
__export__.product_template_12302 | 12302 | Carton Tape 1.5" (85 Yard) | SRM-0017 (GODOWN RACK-15)
__export__.product_template_12301 | 12301 | Carton Tape 1" (85 Yard) | SRM-0016 (GODOWN RACK-15)
__export__.product_template_12334 | 12334 | Carton Tape 2" (85 Yard) | SRM-0049
__export__.product_template_23896 | 23896 | Cartridge Paper | Consumable-5564
__export__.product_template_23851 | 23851 | Car Tyre (165/80R13) | Consumable-5533
__export__.product_template_23463 | 23463 | Casting Pulley (OD-432mm,ID-45mm) | Consumable-2722
__export__.product_template_18436 | 18436 | Cast Iron Shaft 30mm | Consumable-0989
__export__.product_template_18435 | 18435 | Cast Iron Shaft 50mm | Consumable-0988
__export__.product_template_22774 | 22774 | Cast Resin Transformer 500 KVA (Aluminum Winding, Dry Type, HV 11KV, LV 0.4KV) (Outsource) | TRM Finished Good-0010
__export__.product_template_19391 | 19391 | Catalog | Consumable-1944
__export__.product_template_21500 | 21500 | CCA Base Plate | TRM-0417
__export__.product_template_21501 | 21501 | CCA Base Support Block | TRM-0418
__export__.product_template_21502 | 21502 | CCA Base Taper Washer | TRM-0419
__export__.product_template_21495 | 21495 | CCA Frame | TRM-0412
__export__.product_template_23619 | 23619 | CCA FRAME 10MVA | TSFG-CCA-F-10MVA
__export__.product_template_23620 | 23620 | CCA FRAME 250KVA | TSFG-CCA-F-250KVA
__export__.product_template_19209 | 19209 | C-Clamp 10" | Consumable-1762
__export__.product_template_19201 | 19201 | C-Clamp 6" | Consumable-1754
__export__.product_template_19208 | 19208 | C-Clamp 8" | Consumable-1761
__export__.product_template_22923 | 22923 | Ceevit 250mg | Consumable-2781
__export__.product_template_18400 | 18400 | Ceiling Angle | Consumable-0953
__export__.product_template_11877 | 11877 | Ceiling cross tee | Consumable-0184
__export__.product_template_18288 | 18288 | Celing Fan 56" | Consumable-0841
__export__.product_template_18254 | 18254 | Cement | Consumable-0807
__export__.product_template_18771 | 18771 | Center Table | Consumable-1324
__export__.product_template_18663 | 18663 | Ceramic Clamp | Consumable-1216
__export__.product_template_22839 | 22839 | Ceramic Coil | Consumable-2735
__export__.product_template_17510 | 17510 | Ceramic Coil | Consumable-0063
__export__.product_template_21707 | 21707 | Ceramic Fuse 16A | Consumable-2328
__export__.product_template_22035 | 22035 | Ceramic Heater coil | Consumable-2481
__export__.product_template_18379 | 18379 | Ceramic Nozzle 4no | Consumable-0932
__export__.product_template_23744 | 23744 | Ceramic Nozzle 5no | Consumable-5449
__export__.product_template_17980 | 17980 | Ceramic Pipe 1"X8" | Consumable-0533 (Godown Rack-4)
__export__.product_template_18241 | 18241 | Ceramic Soil | Consumable-0794
__export__.product_template_17789 | 17789 | Ceramic Terminal | Consumable-0342
__export__.product_template_17244 | 17244 | Ceramic "U" Bracket & Tube for Annealing Furnance | SP Parts-0110
__export__.product_template_18628 | 18628 | Chain as per sample | Consumable-1181
__export__.product_template_18040 | 18040 | Chain Bag 10"X10"X36" | Consumable-0593
__export__.product_template_18872 | 18872 | Chain Coppa 1ton | Consumable-1425
__export__.product_template_19230 | 19230 | Chain Coppa 3ton | Consumable-1783
__export__.product_template_18344 | 18344 | Chain Coppa 5ton | Consumable-0897
__export__.product_template_17226 | 17226 | Chain Guide Assembly | SP Parts-0092
__export__.product_template_17224 | 17224 | Chain Guide Cover | SP Parts-0090
__export__.product_template_17225 | 17225 | Chain Limit Plate Assembly | SP Parts-0091
__export__.product_template_21698 | 21698 | Chain Locker | Consumable-2324
__export__.product_template_22706 | 22706 | Chain Pulley 5ton | TC-0025
__export__.product_template_17221 | 17221 | Chain Wheel Case | SP Parts-0087
__export__.product_template_17645 | 17645 | Chalk | Consumable-0198
__export__.product_template_19313 | 19313 | Chalk Powder | Consumable-1866
__export__.product_template_18353 | 18353 | Change Over 4P 600A | Consumable-0906
__export__.product_template_18354 | 18354 | Change Over 4P 800A | Consumable-0907
__export__.product_template_11789 | 11789 | Channel (150X75X6mm) | TRM-0096
__export__.product_template_21499 | 21499 | Channel (300X80X9mm) | TRM-0416
__export__.product_template_24261 | 24261 | Charge-Clutch System O/H
__export__.product_template_23997 | 23997 | Charge-Fuel Pump Dismantle & Re-installation
__export__.product_template_24243 | 24243 | Charge-Hydraulic Pump O/H
__export__.product_template_24090 | 24090 | Charge-Rear Axle Cylinder O/H
__export__.product_template_24249 | 24249 | Charge-Rear Axle O/H
__export__.product_template_23899 | 23899 | Charger for laptop | Consumable-5567
__export__.product_template_24253 | 24253 | Charge-Servicing W/Routine Checkup
__export__.product_template_24255 | 24255 | Charge-Transportation and Carry
__export__.product_template_23983 | 23983 | Charge-Tyre Fitting W/Hyd. Press
__export__.product_template_19252 | 19252 | Chaser Die | Consumable-1805
__export__.product_template_19248 | 19248 | Chaser Machine | Consumable-1801
__export__.product_template_24059 | 24059 | Checker Plate (10'X5'), 2mm thickness
__export__.product_template_18619 | 18619 | Check Valve 1" | Consumable-1172
__export__.product_template_23421 | 23421 | Check Valve 1 1/4" | Consumable-2695
__export__.product_template_18620 | 18620 | Check Valve 1.5" | Consumable-1173
__export__.product_template_18621 | 18621 | Check Valve 2" | Consumable-1174
__export__.product_template_23514 | 23514 | Chemical Dosing Pump (1liter per hour) | Consumable-2760
__export__.product_template_23791 | 23791 | Chemical Suit | Consumable-5487
__export__.product_template_19260 | 19260 | Cheque Register Book | Consumable-1813
__export__.product_template_20738 | 20738 | Chera cap-1" | TRM-0354
__export__.product_template_23904 | 23904 | Chimta 2P | Consumable-5572
__export__.product_template_17862 | 17862 | Chipping Hammer 0.5 Pound | Consumable-0415
__export__.product_template_17914 | 17914 | Chisel 6" | Consumable-0467
__export__.product_template_17915 | 17915 | Chisel 8" | Consumable-0468
__export__.product_template_19009 | 19009 | CI Bush Shaft 3" | Consumable-1562
__export__.product_template_23258 | 23258 | C.I Cupling (Solind) OD-84mm, Bush OD 60mm | Consumable-2943
__export__.product_template_21729 | 21729 | C.I Cuplink | Consumable-2346
__export__.product_template_22662 | 22662 | C.I Cuplink 3" | Consumable-2671
__export__.product_template_22661 | 22661 | C.I Cuplink 5" | Consumble-2670
__export__.product_template_19265 | 19265 | CI Impeller Plate (APS) | Consumable-1818
__export__.product_template_18698 | 18698 | C.I Pulley 10" 2Ghat | Consumable-1251
__export__.product_template_19150 | 19150 | Circlip (Inner+Outer) | Consumable-1703
__export__.product_template_23538 | 23538 | Circlip (OD-38mm-ID-32mm) | Consumable-2783
__export__.product_template_23539 | 23539 | Circlip (OD-75mm,ID-65mm) | Consumable-2784
__export__.product_template_18994 | 18994 | Circlip Outer 22mm | Consumable-1547
__export__.product_template_18995 | 18995 | Circlip Outer 50mm | Consumable-1548
__export__.product_template_18252 | 18252 | Circlip Pleir Inner 8" | Consumable-0805
__export__.product_template_18253 | 18253 | Circlip Pleir Outer 8" | Consumable-0806
__export__.product_template_23224 | 23224 | Circlip Plier (ID-20mm) | Consumable-2924
__export__.product_template_23225 | 23225 | Circlip Plier (ID-22mm) | Consumable-2925
__export__.product_template_21730 | 21730 | Circlip Plier Inner 6" | Consumable-2347
__export__.product_template_17924 | 17924 | Circlip Plier Outer 6" | Consumable-0477
__export__.product_template_22039 | 22039 | Circlip (Similar of 58X75X9 Oil Seal) | Consumable-2486
__export__.product_template_23432 | 23432 | Circuit (General) for 5Ton AC | Consumable-2705
__export__.product_template_22137 | 22137 | Circular Box 3/4" (2 hole) | Consumable-2539
__export__.product_template_22136 | 22136 | Circular Box 3/4" (3 hole) | Consumable-2538
__export__.product_template_19281 | 19281 | CI Shaft 50mm | Consumable-1834
__export__.product_template_19282 | 19282 | CI Shaft 60mm | Consumable-1835
__export__.product_template_19283 | 19283 | CI Shaft 70mm | Consumable-1836
__export__.product_template_17950 | 17950 | CI Shaft 75mm | Consumable-0503
__export__.product_template_17951 | 17951 | CI Shaft 94mm | Consumable-0504
__export__.product_template_36546 | 36546 | CI Sheet Opening
__export__.product_template_36547 | 36547 | CI Sheet sheeting
__export__.product_template_36495 | 36495 | CI Sheet Sheeting.
__export__.product_template_17375 | 17375 | Clamp Bar Insert | SP Parts-0241
__export__.product_template_21626 | 21626 | Clamp on Meter 0-600Amp | Consumable-2302
__export__.product_template_18859 | 18859 | Clean Brush (Full Jharu) | Consumable-1412
__export__.product_template_18858 | 18858 | Clean Brush (Sholar Jharu) | Consumable-1411
__export__.product_template_22260 | 22260 | Clevis Mounting Kit | SP Parts-0311
__export__.product_template_17508 | 17508 | Clip Binder M/C 5/8" | Consumable-0061
__export__.product_template_18391 | 18391 | Clip Board | Consumable-0944
__export__.product_template_23150 | 23150 | Clip (For Glass Use) | Consumable-2866
__export__.product_template_18568 | 18568 | Clip on Meter | Consumable-1121
__export__.product_template_22423 | 22423 | Clip on Meter 600V, 1000A | Consumable-2614
__export__.product_template_18289 | 18289 | Clip Punch M/C Strip | Consumable-0842
__export__.product_template_21847 | 21847 | Clofenac Tablet 50mg | Consumable-2394
__export__.product_template_23649 | 23649 | Cloth Bag | Consumable-5377
__export__.product_template_19355 | 19355 | Clutch Plate | Consumable-1908
__export__.product_template_22932 | 22932 | Clutch Plate Fiber (18"x18"x5mm) | Consumable-2789
__export__.product_template_17459 | 17459 | CO2 Gas | Consumable-0012
__export__.product_template_18265 | 18265 | CO2 Regulator | Consumable-0818
__export__.product_template_22404 | 22404 | Coarse Filter Y-81 (L-245mm,ID-26mm, OD-67mm) | SP-Parts-0851
__export__.product_template_23995 | 23995 | Coating Apron
__export__.product_template_24000 | 24000 | Coating Helmet
__export__.product_template_24007 | 24007 | Coating Mask
__export__.product_template_23748 | 23748 | Coat Stand | Consumable-5452
__export__.product_template_17593 | 17593 | COB Switch 10point | Consumable-0146
__export__.product_template_17840 | 17840 | COB Switch 6point | Consumable-0393
__export__.product_template_21018 | 21018 | Coil (1000 KVA-3Phase) | TSFG00084
__export__.product_template_20076 | 20076 | Coil (100 KVA) | SSFG0000105
__export__.product_template_21008 | 21008 | Coil (100 KVA-3Phase) | TSFG00074
__export__.product_template_21026 | 21026 | Coil (10/14 MVA-3Phase) | TSFG00092
__export__.product_template_20070 | 20070 | Coil (10 KVA) | SSFG0000099
__export__.product_template_21019 | 21019 | Coil (1250 KVA-3Phase) | TSFG00085
__export__.product_template_21020 | 21020 | Coil (1500 KVA-3Phase) | TSFG00086
__export__.product_template_21009 | 21009 | Coil (150 KVA-3Phase) | TSFG00075
__export__.product_template_20071 | 20071 | Coil (15 KVA) | SSFG0000100
__export__.product_template_21021 | 21021 | Coil (2000 KVA-3Phase) | TSFG00087
__export__.product_template_21010 | 21010 | Coil (200 KVA-3Phase) | TSFG00076
__export__.product_template_21011 | 21011 | Coil (250 KVA-3Phase) | TSFG00077
__export__.product_template_20072 | 20072 | Coil (25 KVA) | SSFG0000101
__export__.product_template_21023 | 21023 | Coil (3000 KVA-3Phase) | TSFG00089
__export__.product_template_21012 | 21012 | Coil (315 KVA-3Phase) | TSFG00078
__export__.product_template_21024 | 21024 | Coil (3500 KVA-3Phase) | TSFG00090
__export__.product_template_20073 | 20073 | Coil (37.5 KVA) | SSFG0000102
__export__.product_template_21013 | 21013 | Coil (400 KVA-3Phase) | TSFG00079
__export__.product_template_20074 | 20074 | Coil (50 KVA) | SSFG0000103
__export__.product_template_21007 | 21007 | Coil (50 KVA-3Phase) | TSFG00073
__export__.product_template_21025 | 21025 | Coil (5/6.25 MVA-3Phase) | TSFG00091
__export__.product_template_20069 | 20069 | Coil (5 KVA) | SSFG0000098
__export__.product_template_21015 | 21015 | Coil (630 KVA-3Phase) | TSFG00081
__export__.product_template_21016 | 21016 | Coil (750 KVA-3Phase) | TSFG00082
__export__.product_template_20075 | 20075 | Coil (75 KVA) | SSFG0000104
__export__.product_template_21017 | 21017 | Coil (800 KVA-3Phase) | TSFG00083
__export__.product_template_20084 | 20084 | Coil AMDT (100 KVA) | SSFG0000113
__export__.product_template_20078 | 20078 | Coil AMDT (10 KVA) | SSFG0000107
__export__.product_template_20079 | 20079 | Coil AMDT (15 KVA) | SSFG0000108
__export__.product_template_20080 | 20080 | Coil AMDT (25 KVA) | SSFG0000109
__export__.product_template_20081 | 20081 | Coil AMDT (37.5 KVA) | SSFG0000110
__export__.product_template_20082 | 20082 | Coil AMDT (50 KVA) | SSFG0000111
__export__.product_template_20077 | 20077 | Coil AMDT (5 KVA) | SSFG0000106
__export__.product_template_20083 | 20083 | Coil AMDT (75 KVA) | SSFG0000112
__export__.product_template_22492 | 22492 | Cold Rolled Steel Sheet (JIS G3141 SPCC-SD) 1.20mmX500mm | TRM-0869
__export__.product_template_18316 | 18316 | Collapside Gate | Consumable-0869
__export__.product_template_24147 | 24147 | Collar (43735-26600-71-OEM)
__export__.product_template_24044 | 24044 | COLLAR (43735-26600-71-OEM)
__export__.product_template_23984 | 23984 | COLLAR 43735-30511-71
__export__.product_template_17288 | 17288 | Collect Supply Power | SP Parts-0154
__export__.product_template_18406 | 18406 | Coller Cutting Dice | Consumable-0959
__export__.product_template_23203 | 23203 | Coller Rear Axle | Consumable-2907
__export__.product_template_17627 | 17627 | Combination Plier 10" | Consumable-0180
__export__.product_template_18127 | 18127 | Combination Plier 8" | Consumable-0680
__export__.product_template_12020 | 12020 | Combination Spanner 17mm | TRM-0327
__export__.product_template_12021 | 12021 | Combination Spanner 19mm | TRM-0328
__export__.product_template_12022 | 12022 | Combination Spanner 24mm | TRM-0329
__export__.product_template_19287 | 19287 | Combination Spanner Set 6-32mm | Consumable-1840
__export__.product_template_12043 | 12043 | Com Bus DP | Sub-Station-0005
__export__.product_template_12042 | 12042 | Com Bus SP | Sub-Station-0004
__export__.product_template_12044 | 12044 | Com Bus TP | Sub-Station-0006
__export__.product_template_17339 | 17339 | Commercial Serial Cable | SP Parts-0205
__export__.product_template_23280 | 23280 | Commode Top | Consumable-2963
__export__.product_template_12005 | 12005 | Common/Ready Stock | TRM-0312
__export__.product_template_17311 | 17311 | Company profile | SP Parts-0177
__export__.product_template_18135 | 18135 | Compass 12" | Consumable-0688
__export__.product_template_22335 | 22335 | Complete Coil (3Phase-250 KVA_W) | TSFG-C-COIL-250_W
__export__.product_template_22833 | 22833 | Compost | Consumable-2730
__export__.product_template_23431 | 23431 | Compressor (5Ton AC) (Copland) | Consumable-2704
__export__.product_template_22997 | 22997 | Compressor Connector | Consumable-2815
__export__.product_template_17513 | 17513 | Compressor Oil | Consumable-0066
__export__.product_template_22227 | 22227 | Compressor Pathi | Consumable-2559
__export__.product_template_23703 | 23703 | Compressor piston fan (90 Cylinder) | Consumable-5413
__export__.product_template_36657 | 36657 | Compressor Separator-5631117230
__export__.product_template_17777 | 17777 | Compresure Gauge 300-600kpa | Consumable-0330
__export__.product_template_12006 | 12006 | Confidence Power Bogura Ltd. | TRM-0313
__export__.product_template_12003 | 12003 | Confidence Power Bogura Ltd.-Unit-2 | TRM-0310
__export__.product_template_12004 | 12004 | Confidence Power Rangpur Ltd. | TRM-0311
__export__.product_template_23926 | 23926 | Conical Bit (6mm - 1mm) | Consumable-5589
__export__.product_template_17307 | 17307 | Conical Compression Spring 8mmX23mmX15mm | SP Parts-0173
__export__.product_template_23129 | 23129 | Conly (Medicine) | Consumable-2858
__export__.product_template_18774 | 18774 | Connecting | Consumable-1327
__export__.product_template_22406 | 22406 | Connecting Rod (for Air Compressor) | Consumable-2601
__export__.product_template_18971 | 18971 | Connection Clip | Consumable-1524
__export__.product_template_22893 | 22893 | Connection Pipe | Consumable-2765
__export__.product_template_23270 | 23270 | Connection Port (For Testing Unit Use) | Consumable-2953
__export__.product_template_20882 | 20882 | Connector-2.5RM | Sub-Station-0148
__export__.product_template_20881 | 20881 | Connector-4RM | Sub-Station-0147
__export__.product_template_23371 | 23371 | Connector (Cat-6) | Consumable-2662
__export__.product_template_21636 | 21636 | Connector HDC-HE-016-M | Consumable-2305
__export__.product_template_23808 | 23808 | Connector Screw Driver | Consumable-5502
__export__.product_template_11711 | 11711 | Conservator Cap | TRM-0018 (GODOWN RACK-9)
__export__.product_template_21506 | 21506 | Conservator filling plug | TRM-0423
__export__.product_template_11861 | 11861 | Conservator Filter Valve | TRM-0168
__export__.product_template_20739 | 20739 | Conservator Valve-1" | TRM-0355
__export__.product_template_23171 | 23171 | [Consumable-0222] Vernier Caliper 8
__export__.product_template_17738 | 17738 | Contract Cleaner | Consumable-0291
__export__.product_template_21527 | 21527 | Contract Plate 200KVA (BPDP) | TRM-0444
__export__.product_template_23491 | 23491 | Contract Plate 250KVA (BPDP) | TRM-0768
__export__.product_template_24084 | 24084 | Contract Plate 250KVA (DESCO)
__export__.product_template_23486 | 23486 | Contract Plate 250KVA (DESCO-1219) | Consumable-2742
__export__.product_template_18474 | 18474 | Contra Voucher | Consumable-1027
__export__.product_template_18516 | 18516 | Control Block | Consumable-1069
__export__.product_template_19166 | 19166 | Control Cable 18X1.5rm | Consumable-1719
__export__.product_template_22059 | 22059 | Control Cable 5m | Consumable-2499
__export__.product_template_22281 | 22281 | Control Fuse 3A with Base | Sub-Station-0382
__export__.product_template_12101 | 12101 | Control Fuse 5A with Base | Sub-Station-0063
__export__.product_template_22757 | 22757 | Controll Transformer 500VA, input 110V/Output 220V | Sub-Station-0460
__export__.product_template_23101 | 23101 | Control Panel (01)_CEL/SS/05/1033 | SSFG-CP
__export__.product_template_23102 | 23102 | Control Panel (02)_CEL/SS/05/1033 | SSFG-CP
__export__.product_template_23103 | 23103 | Control Panel (03)_CEL/SS/05/1033 | SSFG-CP
__export__.product_template_21934 | 21934 | Control Relay With Base 11 Pin | Sub-Station-0284
__export__.product_template_22945 | 22945 | Control Transformer 100VA, 110/220V (for IDMT Relay) | Sub-Station-0505
__export__.product_template_21929 | 21929 | Control Transformer 100VA (In-440V, Out-110V) | Sub-Station-0279
__export__.product_template_24194 | 24194 | Conversion charge (Scrap copper to copper rod)
__export__.product_template_19037 | 19037 | Conveyor Belt (4") | Consumable-1590
__export__.product_template_18502 | 18502 | Coolant Water | Consumable-1055
__export__.product_template_18957 | 18957 | Cooling Fan 10" | Consumable-1510
__export__.product_template_18958 | 18958 | Cooling Fan 12" | Consumable-1511
__export__.product_template_23714 | 23714 | Cooling Fan 372WT, 3PH, RPM 1440 | Consumable-5422
__export__.product_template_18380 | 18380 | Cooling Fan 4" | Consumable-0933
__export__.product_template_18381 | 18381 | Cooling Fan 5" | Consumable-0934
__export__.product_template_17675 | 17675 | Cooling Fan 6" | Consumable-0228
__export__.product_template_18383 | 18383 | Cooling Fan 7" | Consumable-0936
__export__.product_template_21724 | 21724 | Cooling Fan 8" | Consumable-2342
__export__.product_template_21709 | 21709 | Cooling Fan Safety Guard | Consumable-2330
__export__.product_template_22969 | 22969 | Cooling Gel | Consumable-2798
__export__.product_template_19198 | 19198 | Cooling Tower | Consumable-1751
__export__.product_template_18567 | 18567 | Cooling Tower Capacity-60RT | Consumable-1120
__export__.product_template_23506 | 23506 | Cooling Tower Infill 18" (Round Type) | Consumable-2753
__export__.product_template_11803 | 11803 | Copper Bar 100X10mm | TRM-0110
__export__.product_template_21589 | 21589 | Copper Bar 100X12mm | TRM-0111
__export__.product_template_22760 | 22760 | Copper Bar 120X10mm | Sub-Station-0463
__export__.product_template_21487 | 21487 | Copper Bar 150X10mm | TRM-0404
__export__.product_template_21973 | 21973 | Copper Bar 15X5mm | Sub-Station-0292
__export__.product_template_22219 | 22219 | Copper Bar 20mmX3mm | Sub-Station-0371
__export__.product_template_21757 | 21757 | Copper Bar 20X5mm | Sub-Station-0203
__export__.product_template_22983 | 22983 | Copper Bar 25x10mm | Sub-Station-0527
__export__.product_template_21756 | 21756 | Copper Bar 25X5mm | Sub-Station-0202
__export__.product_template_11811 | 11811 | Copper Bar 25X6mm | TRM-0118
__export__.product_template_11810 | 11810 | Copper Bar 30X10mm | TRM-0117
__export__.product_template_21827 | 21827 | Copper Bar 30X5mm | Sub-Station-247
__export__.product_template_22162 | 22162 | Copper Bar 30X6mm | Sub-Station-0346
__export__.product_template_11809 | 11809 | Copper Bar 40X10mm | TRM-0116
__export__.product_template_11824 | 11824 | Copper Bar 40X12mm | TRM-0131
__export__.product_template_12358 | 12358 | Copper Bar 40X5mm | SRM-0073 (Godown Rack-5)
__export__.product_template_20746 | 20746 | Copper Bar- 40X5 mm | Sub-Station-0546
__export__.product_template_11890 | 11890 | Copper Bar 40X6mm | TRM-0197
__export__.product_template_22982 | 22982 | Copper Bar 40x8mm | Sub-Station-0526
__export__.product_template_11808 | 11808 | Copper Bar 50X10mm | TRM-0115
__export__.product_template_20842 | 20842 | Copper Bar 50X10mm | Sub-Station-0108
__export__.product_template_20844 | 20844 | Copper Bar 50X5mm | Sub-Station-0110
__export__.product_template_12359 | 12359 | Copper Bar 50X5mm | SRM-0074
__export__.product_template_11767 | 11767 | Copper Bar 50X6mm | TRM-0074
__export__.product_template_20843 | 20843 | Copper Bar 50X8mm | TRM-0109
__export__.product_template_11807 | 11807 | Copper Bar 60X10mm | TRM-0114
__export__.product_template_20840 | 20840 | Copper Bar 60X10mm | Sub-Station-0106
__export__.product_template_22981 | 22981 | Copper Bar 60x12mm | Sub-Station-0525
__export__.product_template_20841 | 20841 | Copper Bar 60X5mm | Sub-Station-0107
__export__.product_template_11823 | 11823 | Copper Bar 60X5mm | TRM-0130
__export__.product_template_22980 | 22980 | Copper Bar 60x8mm | Sub-Station-0524
__export__.product_template_19217 | 19217 | Copper Bar 80X10mm | Consumable-1770
__export__.product_template_20839 | 20839 | Copper Bar 80X10mm | Sub-Station-0105
__export__.product_template_11806 | 11806 | Copper Bar 80X10mm | TRM-0113
__export__.product_template_22867 | 22867 | Copper Bar 80x12mm | Sub-Station-0489
__export__.product_template_19059 | 19059 | Copper Bar Insulation Tube | Consumable-1612
__export__.product_template_22105 | 22105 | Copper Bar Supporter 60mm | Sub-Station-0327
__export__.product_template_21982 | 21982 | Copper Bar Suppoter 100A-1" Red | Sub-Station-300
__export__.product_template_21981 | 21981 | Copper Bar Suppoter 250A-2" Red | Sub-Station-0299
__export__.product_template_22820 | 22820 | Copper Bar Tube 100x50mm | Sub-Station-0480
__export__.product_template_22769 | 22769 | Copper Bar Tube 30X15mm | Sub-Station-0469
__export__.product_template_22015 | 22015 | Copper Electrode Seal, dia 120x1,dia 80x1,dia 70x1,dia 60x1,dia 50x1 - Spare parts of Anneling Furnace | SP Parts-0289
__export__.product_template_22014 | 22014 | Copper Electrode (without seal), Dia 50x300 - Spare parts of Anneling Furnace | SP Parts-0288
__export__.product_template_11928 | 11928 | Copper Pipe | TRM-0235
__export__.product_template_22045 | 22045 | Copper Pipe 0.5" | Consumable-2491
__export__.product_template_22046 | 22046 | Copper Pipe 1/4" | Consumable-2491
__export__.product_template_21621 | 21621 | Copper Pipe 8mm | TRM-0759
__export__.product_template_11968 | 11968 | Copper Rod 10mm | TRM-0275
__export__.product_template_23141 | 23141 | Copper Rod 12mm | Consumable-2862
__export__.product_template_19022 | 19022 | Copper Rod 14mm | Consumable-1575
__export__.product_template_12365 | 12365 | Copper Rod 8mm | SRM-0080
__export__.product_template_22583 | 22583 | Copper Rod 8mm | TRM-0919
__export__.product_template_22875 | 22875 | Copper Rod 8mm (Conversion) | SRM-0184
__export__.product_template_11768 | 11768 | Copper Sheet 0.5mm | TRM-0075
__export__.product_template_12417 | 12417 | Copper Strip 100kva | SRM-0132
__export__.product_template_12407 | 12407 | Copper Strip 10kva | SRM-0122
__export__.product_template_11765 | 11765 | Copper Strip 10 MVA | TRM-0072
__export__.product_template_11732 | 11732 | Copper Strip (13.5X2.9mm) 0.5 TPC | TRM-0039
__export__.product_template_12412 | 12412 | Copper Strip 15kva | SRM-0127
__export__.product_template_12408 | 12408 | Copper Strip 25kva | SRM-0123
__export__.product_template_12385 | 12385 | Copper Strip 3.5X1.25mm | SRM-0100
__export__.product_template_12409 | 12409 | Copper Strip 37.5kva | SRM-0124
__export__.product_template_12384 | 12384 | Copper Strip 4.35X1.4mm | SRM-0099
__export__.product_template_12410 | 12410 | Copper Strip 50kva | SRM-0125
__export__.product_template_12380 | 12380 | Copper Strip 5.2X14mm | SRM-0095
__export__.product_template_12411 | 12411 | Copper Strip 5kva | SRM-0126
__export__.product_template_12418 | 12418 | Copper Strip 75kva | SRM-0133
__export__.product_template_21580 | 21580 | Copper Strip 8x1.6mm | SRM-0658
__export__.product_template_21584 | 21584 | Copper Strip 8x2mm | SRM-0660
__export__.product_template_11802 | 11802 | Copper Strip (Bare: 11.5X2.8mm) (Covered: 12.0X3.3mm) | TRM-0109
__export__.product_template_11796 | 11796 | Copper Strip (Bare: 13.5X2.9mm, Covered: 14X3.4mm) | TRM-0103
__export__.product_template_11935 | 11935 | Copper Strip (Bare: 13.5X3.00mm) (Covered: 13.40X3.40mm) | TRM-0242
__export__.product_template_11801 | 11801 | Copper Strip (Bare: 13.5X3.5mm, Covered: 14.1X4.1mm) | TRM-0108
__export__.product_template_11797 | 11797 | Copper Strip (Bare: 15.4X4mm, Covered: 15.9X4.5mm) | TRM-0104
__export__.product_template_12451 | 12451 | Copper Strip (Power) | SRM-0166
__export__.product_template_23941 | 23941 | Copper Tube 1/2" | Consumable-5601
__export__.product_template_23942 | 23942 | Copper Tube 1/4" | Consumable-5602
__export__.product_template_18440 | 18440 | Cord Bolt 8X10mm | Consumable-0993
__export__.product_template_20060 | 20060 | Core (100 KVA) | SSFG0000089
__export__.product_template_20054 | 20054 | Core (10 KVA) | SSFG0000083
__export__.product_template_20055 | 20055 | Core (15 KVA) | SSFG0000084
__export__.product_template_20056 | 20056 | Core (25 KVA) | SSFG0000085
__export__.product_template_20057 | 20057 | Core (37.5 KVA) | SSFG0000086
__export__.product_template_21037 | 21037 | Core (3Phase- 1000 KVA) | TSFG00103
__export__.product_template_21028 | 21028 | Core (3Phase- 100 KVA) | TSFG00094
__export__.product_template_20142 | 20142 | CORE (3Phase-10/14 MVA) OCTC | TSFG-CORE-10/14MVA_OCTC
__export__.product_template_23845 | 23845 | CORE (3Phase-10/14 MVA) OCTC-Old | TSFG-CORE-10/14MVA_OCTC
__export__.product_template_23844 | 23844 | CORE (3Phase-10/14 MVA) OLTC | TSFG-CORE-10/14MVA_OLTC
__export__.product_template_23223 | 23223 | CORE (3Phase-10/14 MVA) OLTC-R&D | TSFG-CORE-10/14MVA_OLTC
__export__.product_template_21038 | 21038 | Core (3Phase- 1250 KVA) | TSFG00104
__export__.product_template_21039 | 21039 | Core (3Phase- 1500 KVA) | TSFG00105
__export__.product_template_21029 | 21029 | Core (3Phase- 150 KVA) | TSFG00095
__export__.product_template_21040 | 21040 | Core (3Phase- 2000 KVA) | TSFG00106
__export__.product_template_21030 | 21030 | Core (3Phase- 200 KVA) | TSFG00096
__export__.product_template_21041 | 21041 | Core (3Phase- 2500 KVA) | TSFG00107
__export__.product_template_20140 | 20140 | CORE (3Phase-250 KVA) | TSFG00022
__export__.product_template_22334 | 22334 | CORE (3Phase-250 KVA_W) | TSFG-CORE-250_W
__export__.product_template_21042 | 21042 | Core (3Phase- 3000 KVA) | TSFG00108
__export__.product_template_21031 | 21031 | Core (3Phase- 315 KVA) | TSFG00097
__export__.product_template_20141 | 20141 | CORE (3Phase-3500 KVA) | TSFG00023
__export__.product_template_21032 | 21032 | Core (3Phase- 400 KVA) | TSFG00098
__export__.product_template_21033 | 21033 | Core (3Phase- 500 KVA) | TSFG00099
__export__.product_template_21027 | 21027 | Core (3Phase- 50 KVA) | TSFG00093
__export__.product_template_21043 | 21043 | Core (3Phase-5/6.25 MVA) | TSFG00109
__export__.product_template_21034 | 21034 | Core (3Phase- 630 KVA) | TSFG00100
__export__.product_template_21035 | 21035 | Core (3Phase- 750 KVA) | TSFG00101
__export__.product_template_21036 | 21036 | Core (3Phase- 800 KVA) | TSFG00102
__export__.product_template_20058 | 20058 | Core (50 KVA) | SSFG0000087
__export__.product_template_20053 | 20053 | Core (5 KVA) | SSFG0000082
__export__.product_template_20059 | 20059 | Core (75 KVA) | SSFG0000088
__export__.product_template_20068 | 20068 | Core AMDT (100 KVA) | SSFG0000097
__export__.product_template_20062 | 20062 | Core AMDT (10 KVA) | SSFG0000091
__export__.product_template_20063 | 20063 | Core AMDT (15 KVA) | SSFG0000092
__export__.product_template_20064 | 20064 | Core AMDT (25 KVA) | SSFG0000093
__export__.product_template_20065 | 20065 | Core AMDT (37.5 KVA) | SSFG0000094
__export__.product_template_20066 | 20066 | Core AMDT (50 KVA) | SSFG0000095
__export__.product_template_20061 | 20061 | Core AMDT (5 KVA) | SSFG0000090
__export__.product_template_20067 | 20067 | Core AMDT (75 KVA) | SSFG0000096
__export__.product_template_21435 | 21435 | Core Bolt 12mm | TRM-0352
__export__.product_template_21442 | 21442 | Core Bolt 16mm | TRM-0359
__export__.product_template_20740 | 20740 | Core Bolt-16X240mm | TRM-0356
__export__.product_template_21464 | 21464 | Core Bolt 18mm | TRM-0381
__export__.product_template_21481 | 21481 | Core Bolt 22mm | TRM-0398
__export__.product_template_21493 | 21493 | Core Bolt 25mm | TRM-0410
__export__.product_template_21959 | 21959 | Core Bolt 25x400mm | TRM-806
__export__.product_template_21496 | 21496 | Core Bolt-25x500mm | TRM-0413
__export__.product_template_21504 | 21504 | Core Bolt-25x560mm | TRM-0421
__export__.product_template_23880 | 23880 | Core Cutting Charge for 10MVA | TS-5556
__export__.product_template_18737 | 18737 | Core Forming M/C | Consumable-1290
__export__.product_template_18421 | 18421 | Core Frame Bending Punch | Consumable-0974
__export__.product_template_18420 | 18420 | Core Frame Centre Hole Cutting Dice (50mm) | Consumable-0973
__export__.product_template_18422 | 18422 | Core Frame Cutting Punching Dice | Consumable-0975
__export__.product_template_21897 | 21897 | Core Loading Tray of VAF | SP Parts-2426
__export__.product_template_22041 | 22041 | Core Pressure Bolt | TRM-0819
__export__.product_template_19058 | 19058 | Core Pressure Bolt | Consumable-1611
__export__.product_template_22497 | 22497 | Core Winding Machine Belt | SP Parts-0001
__export__.product_template_20736 | 20736 | Cork Sheet-2mm | TRM-0350
__export__.product_template_19368 | 19368 | Cork Sheet (3'-3"X6'-6"X1") | Consumable-1921
__export__.product_template_12344 | 12344 | Cork Sheet 3'X2'X6mm | SRM-0059 (Godown Block-B)
__export__.product_template_21633 | 21633 | Cork Sheet 3'X2'X8mm | TRM-0766
__export__.product_template_20737 | 20737 | Cork Sheet-6mm | TRM-0351
__export__.product_template_22514 | 22514 | Cork Sheet RC 80C (900X600X10mm) | TRM-0890
__export__.product_template_22513 | 22513 | Cork Sheet RC 80 C 900X600X8mm | TRM-0889
__export__.product_template_17813 | 17813 | Correction Pen | Consumable-0366
__export__.product_template_20741 | 20741 | Cos Tape-1" | TRM-0357
__export__.product_template_20742 | 20742 | Cos Tape-1.5" | TRM-0358
__export__.product_template_20743 | 20743 | Cos Tape-2" | TRM-0359
__export__.product_template_18496 | 18496 | Cot Bolt 10X12mm | Consumable-1049
__export__.product_template_18789 | 18789 | Cot Bolt 10X25mm | Consumable-1342
__export__.product_template_18495 | 18495 | Cot Bolt 12X12mm | Consumable-1048
__export__.product_template_18788 | 18788 | Cot Bolt 12X25mm | Consumable-1341
__export__.product_template_18781 | 18781 | Cot Bolt 12X40mm | Consumable-1334
__export__.product_template_18786 | 18786 | Cot Bolt 16X20mm | Consumable-1339
__export__.product_template_18798 | 18798 | Cot Bolt 16X25mm | Consumable-1351
__export__.product_template_18499 | 18499 | Cot Bolt 5X12mm | Consumable-1052
__export__.product_template_18791 | 18791 | Cot Bolt 5X15mm | Consumable-1344
__export__.product_template_18498 | 18498 | Cot Bolt 6X12mm | Consumable-1051
__export__.product_template_19279 | 19279 | Cot Bolt 6X25mm | Consumable-1832
__export__.product_template_18785 | 18785 | Cot Bolt 6X40mm | Consumable-1338
__export__.product_template_18497 | 18497 | Cot Bolt 8X12mm | Consumable-1050
__export__.product_template_18787 | 18787 | Cot Bolt 8X25mm | Consumable-1340
__export__.product_template_18783 | 18783 | Cot Bolt 8X40mm | Consumable-1336
__export__.product_template_19154 | 19154 | Cotton Pipe 3" (Canvas Pipe) | Consumable-1707
__export__.product_template_23915 | 23915 | Cotton tape 0.5" | Consumable-5580
__export__.product_template_12303 | 12303 | Cotton Tape 1" (27 Yard) | SRM-0018 (GODOWN RACK-15)
__export__.product_template_18793 | 18793 | Counter Belt 210XL | Consumable-1346
__export__.product_template_18799 | 18799 | Counter Belt 220XL | Consumable-1352
__export__.product_template_18800 | 18800 | Counter Belt 230XL | Consumable-1353
__export__.product_template_18801 | 18801 | Counter Belt 310XL | Consumable-1354
__export__.product_template_19300 | 19300 | Counter Belt 640 No | Consumable-1853
__export__.product_template_19299 | 19299 | Counter Belt 720 No | Consumable-1852
__export__.product_template_19212 | 19212 | Counter Belt 760 No | Consumable-1765
__export__.product_template_22490 | 22490 | Counter Belt STD 660, S8M | Consumable-2641
__export__.product_template_19275 | 19275 | Counter Bolt 12X16mm | Consumable-1828
__export__.product_template_17677 | 17677 | Counter Meter | Consumable-0230
__export__.product_template_21918 | 21918 | Counter Meter Digital, Omron-H7CX | Sub-Station-273
__export__.product_template_24196 | 24196 | Cover Assy, Clutch (31210-22020-71OEM)
__export__.product_template_23996 | 23996 | Cover Assy, Clutch (31210-22020-71OEM)
__export__.product_template_22844 | 22844 | Cover Holder | Consumable-2740
__export__.product_template_19121 | 19121 | C-Parlin (7.25"X2.25"X1"X2mm) | Consumable-1674
__export__.product_template_20744 | 20744 | Craft Paper-30mm | TRM-0361
__export__.product_template_19338 | 19338 | Crane Beam | Consumable-1891
__export__.product_template_22956 | 22956 | Crane Hock/I-Bolt 10mm | Sub-Station-0516
__export__.product_template_22807 | 22807 | Crea Penrif | Consumable-2710
__export__.product_template_23458 | 23458 | Crepe Bandage 6" | Consumable-2719
__export__.product_template_11720 | 11720 | Crepe Paper | TRM-0027
__export__.product_template_11948 | 11948 | Crepe Paper 0.075mm | TRM-0255
__export__.product_template_22777 | 22777 | Crepe Paper (0.75 X 30mm) | TRM-0947
__export__.product_template_23713 | 23713 | Crepe Paper (25mmX3mil) | TRM-5420
__export__.product_template_11851 | 11851 | Crepe Paper Pad (3.0 (0.75)X30)mm | TRM-0158 (GODOWN RACK-5)
__export__.product_template_12389 | 12389 | CRGO 23HP090 | SRM-0104 (Godown Block-C)
__export__.product_template_12427 | 12427 | CRGO 23HP85 | SRM-0142 SRM-0104 (Godown Block-C)
__export__.product_template_12399 | 12399 | CRGO 23HP85D | SRM-0114 SRM-0104 (Godown Block-C)
__export__.product_template_12400 | 12400 | CRGO 23HP90D | SRM-0115 SRM-0104 (Godown Block-C)
__export__.product_template_22057 | 22057 | CRGO 23JGH085 | SRM-0176 SRM-0104 (Godown Block-C)
__export__.product_template_22058 | 22058 | CRGO 23JGH090 | SRM-0177 SRM-0104 (Godown Block-C)
__export__.product_template_21989 | 21989 | CRGO 23JGHD80 | SRM-0175 SRM-0104 (Godown Block-C)
__export__.product_template_12432 | 12432 | CRGO 23JGHE085 | SRM-0147 SRM-0104 (Godown Block-C)
__export__.product_template_12288 | 12288 | CRGO 23JGHO90 | SRM-0003 SRM-0104 (Godown Block-C)
__export__.product_template_12429 | 12429 | CRGO 23JGSD075 (900mm-1050mm) | SRM-0144 SRM-0104 (Godown Block-C)
__export__.product_template_12413 | 12413 | CRGO 23JGSD080 | SRM-0128 SRM-0104 (Godown Block-C)
__export__.product_template_12286 | 12286 | CRGO 23JGSD085 | SRM-0001 SRM-0104 (Godown Block-C)
__export__.product_template_12430 | 12430 | CRGO 23PH080 | SRM-0145 SRM-0104 (Godown Block-C)
__export__.product_template_12431 | 12431 | CRGO 23PH085 | SRM-0146 SRM-0104 (Godown Block-C)
__export__.product_template_22647 | 22647 | CRGO (23PH085) (3phase Section Use) Posco | TRM-0929 SRM-0104 (Godown Block-C)
__export__.product_template_12382 | 12382 | CRGO 23PH095 | SRM-0097 SRM-0104 (Godown Block-C)
__export__.product_template_22978 | 22978 | CRGO (23PHD080) | SRM-0183 SRM-0104 (Godown Block-C)
__export__.product_template_12396 | 12396 | CRGO 23PHO90 | SRM-0111 SRM-0104 (Godown Block-C)
__export__.product_template_23002 | 23002 | CRGO (23QG085) | SRM-0185 SRM-0104 (Godown Block-C)
__export__.product_template_23357 | 23357 | CRGO (23QG095)/(B23P085) | SRM-0187 SRM-0104 (Godown Block-C)
__export__.product_template_23021 | 23021 | CRGO (23R080) Size:0.23mm*930~1030mm | SRM-0186 SRM-0104 (Godown Block-C)
__export__.product_template_22493 | 22493 | CRGO (23SQG085) | TRM-0870 SRM-0104 (Godown Block-C)
__export__.product_template_12298 | 12298 | CRGO 23ZDMH085 | SRM-0013 SRM-0104 (Godown Block-C)
__export__.product_template_12376 | 12376 | CRGO 23ZH090 | SRM-0091 SRM-0104 (Godown Block-C)
__export__.product_template_12425 | 12425 | CRGO 23ZH85 | SRM-0140 SRM-0104 (Godown Block-C)
__export__.product_template_11944 | 11944 | CRGO 27GH100 (3Phase) | TRM-0251 SRM-0104 (Godown Block-C)
__export__.product_template_11942 | 11942 | CRGO 27HP90D (3Phase) | TRM-0249 (Godown Block-C)
__export__.product_template_11939 | 11939 | CRGO 27JGH100 (3Phase) | TRM-0246 SRM-0104 (Godown Block-C)
__export__.product_template_11940 | 11940 | CRGO 27PH100 (3Phase) | TRM-0247 (Godown Block-C)
__export__.product_template_12002 | 12002 | CRGO 27PHD085 (3Phase) | TRM-0309 (Godown Block-C)
__export__.product_template_11941 | 11941 | CRGO 27PHD090 (3Phase) | TRM-0248 (Godown Block-C)
__export__.product_template_11943 | 11943 | CRGO 27ZH90 (3Phase) | TRM-0250 (Godown Block-C)
__export__.product_template_11945 | 11945 | CRGO 30JGH105 (3Phase) | TRM-0252 SRM-0104 (Godown Block-C)
__export__.product_template_12391 | 12391 | CRGO B23P085 (China) | SRM-0106 SRM-0104 (Godown Block-C)
__export__.product_template_12392 | 12392 | CRGO B23P090 | SRM-0107 SRM-0104 (Godown Block-C)
__export__.product_template_12287 | 12287 | CRGO B23R085 | SRM-0002 SRM-0104 (Godown Block-C)
__export__.product_template_11936 | 11936 | CRGO H085-23 (3Phase) | TRM-0243 SRM-0104 (Godown Block-C)
__export__.product_template_11937 | 11937 | CRGO H090-23 (3Phase) | TRM-0244 SRM-0104 (Godown Block-C)
__export__.product_template_11938 | 11938 | CRGO H100-23 (3Phase) | TRM-0245 SRM-0104 (Godown Block-C)
__export__.product_template_12449 | 12449 | CRGO JGHO85 | SRM-0164 SRM-0104 (Godown Block-C)
__export__.product_template_12448 | 12448 | CRGO JGHO85 (120) | SRM-0163 SRM-0104 (Godown Block-C)
__export__.product_template_11971 | 11971 | CRGO Lamination 250 kva | TRM-0278 SRM-0104 (Godown Block-C)
__export__.product_template_20748 | 20748 | CRGO Sheet/Core-0.27mm | TRM-0365 SRM-0104 (Godown Block-C)
__export__.product_template_21602 | 21602 | CRGO (Slitting) | SRM-0720 SRM-0104 (Godown Block-C)
__export__.product_template_12398 | 12398 | CRGO ZDKH80 | SRM-0113 SRM-0104 (Godown Block-C)
__export__.product_template_12397 | 12397 | CRGO ZDKH85g | SRM-0112 SRM-0104 (Godown Block-C)
__export__.product_template_18990 | 18990 | Criclip Pleir 13" | Consumable-1543
__export__.product_template_12415 | 12415 | Crimping Tool With Tensioner | SRM-0130
__export__.product_template_22447 | 22447 | CR Soft Coil thickness 1.20mm, Width 500mm | TRM-0866
__export__.product_template_22196 | 22196 | CT-03 Nos (Ratio:100:5A, Accuracy Class: 0.3, Burden 12.5VA) Outdoor | Sub-Station-0353
__export__.product_template_21926 | 21926 | CT 100/5/5A, Class: 0.5 | Sub-Station-0276
__export__.product_template_18597 | 18597 | CT 100A | Consumable-1150
__export__.product_template_22958 | 22958 | CT 11KV Outdoor, Ratio: 150/5A (For HT metering) | Sub-Station-0518
__export__.product_template_23630 | 23630 | CT 11KV Outdoor, Ratio: 15/5A (For HT metering) | Sub-Station-5367
__export__.product_template_22627 | 22627 | CT 11KV Outdoor,Ratio 30:5A | Sub-Station-0447
__export__.product_template_22944 | 22944 | CT 150/5A Class: 0.5 (3nos) | Sub-Station-0504
__export__.product_template_22754 | 22754 | CT 1600/5/5A class: 0.5 | Sub-Station-0457
__export__.product_template_19146 | 19146 | C.T 2500/5 | Consumable-1699
__export__.product_template_18598 | 18598 | CT 2500A | Consumable-1151
__export__.product_template_12097 | 12097 | CT 300/5/5A class:0.5 | Sub-Station-0059
__export__.product_template_21808 | 21808 | CT 30/5A, Class 0.5 | Sub-Station-229
__export__.product_template_22734 | 22734 | CT 50/5A, Class: 0.5 | Sub-Station-0452
__export__.product_template_18950 | 18950 | C.T 60/5A | Consumable-1503
__export__.product_template_22735 | 22735 | CT 60/5A, Class: 0.5 | Sub-Station-0453
__export__.product_template_20906 | 20906 | CT, 60/5A Class-0.5 (3nos) | Sub-Station-0175
__export__.product_template_23705 | 23705 | CTC- 5.8 x1.45mm, 2Ax12R (Cov.-12.48x19.58mm) | TRM-5414
__export__.product_template_23877 | 23877 | CTC 90 Degree (HSN: 84622910) | SP Part-5553
__export__.product_template_23876 | 23876 | CTC S Bender (HSN: 84622910) | SP Part-5552
__export__.product_template_22711 | 22711 | CT & PT | Sub-Station-0451
__export__.product_template_23345 | 23345 | CT, PT_CCDL/PUR/2019-20/01 | SSFG-CT-PT
__export__.product_template_18685 | 18685 | CT Ration 2500/05amp | Consumable-1238
__export__.product_template_23707 | 23707 | CT Terminal Brass Fitting (Cast Resin) | TRM-5415
__export__.product_template_22052 | 22052 | CT Terminal Bushing (State Bolt) | TRM-0820
__export__.product_template_18709 | 18709 | Cup Brush 3" | Consumable-1262
__export__.product_template_17802 | 17802 | Cup Brush 4" | Consumable-0355
__export__.product_template_22821 | 22821 | Cupling (PVC) | Consumable-2721
__export__.product_template_18478 | 18478 | Current Transformer 200/5 | Consumable-1031
__export__.product_template_18479 | 18479 | Current Transformer 600/5 | Consumable-1032
__export__.product_template_22425 | 22425 | Current Transformer/Auxiliary Transformer 600VA Input 110V, Output 220V | Consumable-2616
__export__.product_template_11923 | 11923 | Current Transformer (LT Ring Varnished C.T) | TRM-0230 (GODOWN RACK 10)
__export__.product_template_19387 | 19387 | Curtain | Consumable-1940
__export__.product_template_20745 | 20745 | Cu Sheet-0.5mm | TRM-0362
__export__.product_template_20747 | 20747 | Cu Strip | TRM-0364
__export__.product_template_17543 | 17543 | Cut Out 100A | Consumable-0096
__export__.product_template_18664 | 18664 | Cut Out 200A | Consumable-1217
__export__.product_template_17725 | 17725 | Cut Out 60A | Consumable-0278
__export__.product_template_22410 | 22410 | Cutter | Consumable-2605
__export__.product_template_23034 | 23034 | Cutter for Circle Cutting Machine | SP-Parts-0863
__export__.product_template_17359 | 17359 | Cutter for Circle Cutting Machine | SP Parts-0225
__export__.product_template_17245 | 17245 | Cutter of Sliding Machine | SP Parts-0111
__export__.product_template_17343 | 17343 | Cutting Blade 3100*8*20 upper,3230*75*18 lower | SP Parts-0209
__export__.product_template_21990 | 21990 | Cutting Blade for Unicore Machine (Part Number MP-BLOC-008) | SP Parts-285
__export__.product_template_21991 | 21991 | Cutting Blade for Unicore Machine (Part Number MP-BLOC-040) | SP Parts-286
__export__.product_template_17451 | 17451 | Cutting Disk 14" | Consumable-0004
__export__.product_template_17450 | 17450 | Cutting Disk 4" | Consumable-0003
__export__.product_template_17905 | 17905 | Cutting Disk 4" Dimond | Consumable-0458
__export__.product_template_23641 | 23641 | Cutting Disk 5" | Consumable-2842
__export__.product_template_17886 | 17886 | Cutting Disk 7" | Consumable-0439
__export__.product_template_17842 | 17842 | Cutting Disk 7" Dimond | Consumable-0395
__export__.product_template_36643 | 36643 | Cutting Drive (Model: S20660-VTS)
__export__.product_template_18319 | 18319 | Cutting Oil | Consumable-0872
__export__.product_template_22880 | 22880 | Cutting Plairs 5" | TC-0041
__export__.product_template_22881 | 22881 | Cutting Plairs 6" | TC-0042
__export__.product_template_17490 | 17490 | Cutting Plier 8" | Consumable-0043
__export__.product_template_18128 | 18128 | Cutting Plier small | Consumable-0681
__export__.product_template_22265 | 22265 | Cutting Tools (Diamond) 3/4" Right side | Consumable-2569
__export__.product_template_18608 | 18608 | Cutt Of M/C | Consumable-1161
__export__.product_template_23300 | 23300 | CW 100x0.23mm_CRGO (Slitting)
__export__.product_template_23309 | 23309 | CW 100x0.27mm_CRGO (Slitting) | CW100x0.27_CRGO-S
__export__.product_template_23301 | 23301 | CW 120x0.23mm_CRGO (Slitting) | CW120x0.23_CRGO-S
__export__.product_template_23303 | 23303 | CW 130x0.23mm_CRGO (Slitting) | CW130x0.23_CRGO-S
__export__.product_template_23304 | 23304 | CW 140x0.23mm_CRGO (Slitting) | CW140x0.23_CRGO-S
__export__.product_template_23305 | 23305 | CW 150x0.23mm_CRGO (Slitting) | CW150x0.23_CRGO-S
__export__.product_template_23340 | 23340 | CW 160x0.23mm_CRGO (Slitting) | CW160x0.23_CRGO-S
__export__.product_template_23306 | 23306 | CW 170x0.23mm_CRGO (Slitting) | CW170x0.23_CRGO-S
__export__.product_template_23307 | 23307 | CW 180x0.23mm_CRGO (Slitting)
__export__.product_template_23336 | 23336 | CW 200-460x0.23mm_CRGO (Slitting) | CW200-460x0.23_CRGO-S
__export__.product_template_23341 | 23341 | CW 200-460x0.27mm_CRGO (Slitting) | CW200-460x0.27_CRGO-S
__export__.product_template_23335 | 23335 | CW 60-190x0.23mm_CRGO (Slitting) | CW60-190x0.23_CRGO-S
__export__.product_template_23337 | 23337 | CW 60-190x0.27mm_CRGO (Slitting) | CW60-190x0.27_CRGO-S
__export__.product_template_23302 | 23302 | CW 60x0.23mm_CRGO (Slitting) | CW60x0.23_CRGO-S
__export__.product_template_23308 | 23308 | CW 80x0.27mm_CRGO (Slitting) | CW80x0.27_CRGO-S
__export__.product_template_23637 | 23637 | CW Others_CRGO (Slitting) | CW O_CRGO-S
__export__.product_template_24023 | 24023 | Cylender O/H Kit, Release (04313-10101-71)
__export__.product_template_11848 | 11848 | Cylinder (3X458X877)mm | TRM-0155 (Godown Block-A)
__export__.product_template_11849 | 11849 | Cylinder (3X627X804)mm | TRM-0156 (Godown Block-A)
__export__.product_template_11850 | 11850 | Cylinder (3X641X804)mm | TRM-0157 (Godown Block-A)
__export__.product_template_23211 | 23211 | Cylinder Assy Clutch Release | Consumable-2914
__export__.product_template_23212 | 23212 | Cylinder Assy Master | Consumable-2915
__export__.product_template_24016 | 24016 | Cylinder O/H Kit, Master (04312-20020-71)
__export__.product_template_24214 | 24214 | Cylinder O/H Kit, Master (04312-20020-71)
__export__.product_template_24170 | 24170 | Cylinder O/H Kit, Rear Axle (04433-20121-71)
__export__.product_template_24088 | 24088 | CYLINDER O/H KIT, REAR AXLE (04433-20121-71)
__export__.product_template_24006 | 24006 | CYLINDER O/H KIT,REAR AXLE 04433-30072-71
__export__.product_template_24220 | 24220 | Cylinder O/H Kit, Release (04313-10101-71)
__export__.product_template_23247 | 23247 | Cylinder O/H, Rear Axle | Consumable-2941
__export__.product_template_22256 | 22256 | Cylinder Strip Drive Pinch | SP Parts-0307
__export__.product_template_17412 | 17412 | Cylindrical Gear Speed Reducer | SP Parts-0278
__export__.product_template_23355 | 23355 | D-6 solid Coper Wire | Consumable-2644
__export__.product_template_18221 | 18221 | Da-Co Gum | Consumable-0774 (GODOWN RACK-5)
__export__.product_template_23182 | 23182 | Daimond Chisel B-3/4" | Consumable-2891
__export__.product_template_23207 | 23207 | Damper | Consumable-2910
__export__.product_template_24198 | 24198 | Damper Engine hood 52210-N3070-71
__export__.product_template_24165 | 24165 | Damper, Rear Axle (43191-23421-71-OEM)
__export__.product_template_24081 | 24081 | DAMPER, REAR AXLE (43191-23421-71-OEM)
__export__.product_template_23121 | 23121 | DB (1000A)_CIL/SS/12/796 | SSFG-DB-1000A
__export__.product_template_22294 | 22294 | DB-1.1_EAL/CEL/MAY20/WO3 | SSFG-DB
__export__.product_template_22296 | 22296 | DB-2.1_EAL/CEL/MAY20/WO3 | SSFG-DB
__export__.product_template_18355 | 18355 | DB 250A | Consumable-0908
__export__.product_template_18560 | 18560 | DB 600A | Consumable-1113
__export__.product_template_22300 | 22300 | DB-EXF-G,1&2_EAL/CEL/MAY20/WO3 | SSFG-DB
__export__.product_template_22291 | 22291 | DB-G.1_EAL/CEL/MAY20/WO3 | SSFG-DB
__export__.product_template_22292 | 22292 | DB-G.2_EAL/CEL/MAY20/WO3 | SSFG-DB
__export__.product_template_22290 | 22290 | DB-Pump_EAL/CEL/MAY20/WO3 | SSFG-DB
__export__.product_template_22289 | 22289 | DB-Utility-1st Floor_EAL/CEL/MAY20/WO3 | SSFG-DB
__export__.product_template_22558 | 22558 | DC Arc Welding M/C 250A | Consumable-2655
__export__.product_template_23920 | 23920 | D C blade (for printer use) | Consumable-5584
__export__.product_template_17344 | 17344 | DC Power Supply (240/12V DC) | SP Parts-0210
__export__.product_template_17212 | 17212 | DC Resistance Tester | SP Parts-0078
__export__.product_template_24031 | 24031 | DC Welding Holder 200A
__export__.product_template_22843 | 22843 | DC Welding M/C 200amp (Hand Welding M/C) | Consumable-2739
__export__.product_template_22178 | 22178 | DC Winding Resistance Tester | Consumable-2692
__export__.product_template_22444 | 22444 | De-Clamp | Consumable-2626
__export__.product_template_11920 | 11920 | Deep Freezer | Asset-0006
__export__.product_template_21611 | 21611 | Deflector 14
__export__.product_template_18257 | 18257 | Deform Rod 10mm | Consumable-0810
__export__.product_template_17737 | 17737 | Deform Rod 12mm | Consumable-0290
__export__.product_template_18445 | 18445 | Deform Rod 16mm | Consumable-0998
__export__.product_template_18443 | 18443 | Deform Rod 20mm | Consumable-0996
__export__.product_template_18444 | 18444 | Deform Rod 25mm | Consumable-0997
__export__.product_template_24176 | 24176 | Deleted-Truck for 1-Ph Transformer to BREB Central Warehouse, Dhaka.
__export__.product_template_24182 | 24182 | Deleted-Truck for 1-Ph Transformer to BREB Central Warehouse, Khulna.
__export__.product_template_19094 | 19094 | Delivery Challan Book | Consumable-1647
__export__.product_template_23015 | 23015 | Delivery Challan Book (Confidence Infrastructure Ltd) | Consumable-2821
__export__.product_template_17305 | 17305 | Delixi (XJ3-G) | SP Parts-0171
__export__.product_template_12320 | 12320 | Densified Wood Board 4'X8'X12mm | SRM-0035
__export__.product_template_11946 | 11946 | Densified Wood Board 4'X8'X25mm | TRM-0253
__export__.product_template_11947 | 11947 | Densified Wood Board 4'X8'X50mm | TRM-0254 (Godown Block-A)
__export__.product_template_12406 | 12406 | Densified Wood Board 4'X8'X6mm | SRM-0121
__export__.product_template_22772 | 22772 | Densified Wood Ring 50X470X790mm | TRM-0946
__export__.product_template_22783 | 22783 | Densified Wood Ring (50x480x800mm) | TRM-0953
__export__.product_template_23710 | 23710 | Densified Wood Sheet (2000mmX1000mmX50mm) | TRM-5416
__export__.product_template_22582 | 22582 | Desk Calendar | Consumable-2655
__export__.product_template_21622 | 21622 | Desk Fan 8" | Consumable-2300
__export__.product_template_23472 | 23472 | Desktop Computer | Asset-0013
__export__.product_template_19001 | 19001 | Dhali 18/19mm | Consumable-1554
__export__.product_template_19002 | 19002 | Dhali 24/27mm | Consumable-1555
__export__.product_template_19000 | 19000 | Dhali 9/10mm | Consumable-1553
__export__.product_template_36673 | 36673 | Dhali 9/10mm
__export__.product_template_19334 | 19334 | Dhali Wrange 15no | Consumable-1887
__export__.product_template_18889 | 18889 | Dhali Wrench | Consumable-1442
__export__.product_template_21997 | 21997 | Dhali Wrench/Spnner 13-14mm | Consumable-2456
__export__.product_template_17631 | 17631 | Dial Gauge | Consumable-0184
__export__.product_template_23549 | 23549 | Dial Indicator Magnetic Base (001) | Consumable-2783
__export__.product_template_23261 | 23261 | Diamond Batali B-Type | Consumable-2946
__export__.product_template_23157 | 23157 | Diamond File (220x7mm) | Consumable-2873
__export__.product_template_18090 | 18090 | Diamond Hammer Drill Bit 6.5mm | Consumable-0643
__export__.product_template_17992 | 17992 | Diamond Side left/right tools 3/4" | Consumable-0545
__export__.product_template_17993 | 17993 | Diamond V tools 1/2" | Consumable-0546
__export__.product_template_17991 | 17991 | Diamond V tools 3/4" | Consumable-0544
__export__.product_template_19271 | 19271 | Diamond Wheel 350X127X40mm | Consumable-1824
__export__.product_template_22488 | 22488 | Dia Punch (In 1"-0, Out Dia 4"-o) | Consumable-2639
__export__.product_template_22114 | 22114 | Dic Assy Dry Clutch | SP Parts-0290
__export__.product_template_22848 | 22848 | Dicloofenac 50mg | Consumable-2744
__export__.product_template_18646 | 18646 | Die 2.05mm | Consumable-1199
__export__.product_template_18390 | 18390 | Die 2.60mm | Consumable-0943
__export__.product_template_18953 | 18953 | Die 2.70 | Consumable-1506
__export__.product_template_18389 | 18389 | Die 2.90mm (Bull Block) | Consumable-0942
__export__.product_template_18534 | 18534 | Die 3.10mm | Consumable-1087
__export__.product_template_18651 | 18651 | Die 3.26mm | Consumable-1204
__export__.product_template_18752 | 18752 | Die 3.55mm | Consumable-1305
__export__.product_template_18652 | 18652 | Die 3.65mm | Consumable-1205
__export__.product_template_18653 | 18653 | Die 3.70mm | Consumable-1206
__export__.product_template_18392 | 18392 | Die 4.20mm | Consumable-0945
__export__.product_template_18535 | 18535 | Die 4.30mm (Bull Block) | Consumable-1088
__export__.product_template_18654 | 18654 | Die 5.00mm | Consumable-1207
__export__.product_template_18753 | 18753 | Die 6.00mm | Consumable-1306
__export__.product_template_18962 | 18962 | Die 6.34mm | Consumable-1515
__export__.product_template_19040 | 19040 | Die 6.50mm | Consumable-1593
__export__.product_template_19041 | 19041 | Die 6.70mm | Consumable-1594
__export__.product_template_18754 | 18754 | Die 7.00mm (Bull Block) | Consumable-1307
__export__.product_template_18755 | 18755 | Die 7.15mm | Consumable-1308
__export__.product_template_19042 | 19042 | Die 7.50mm | Consumable-1595
__export__.product_template_19109 | 19109 | Die 7.67mm | Consumable-1662
__export__.product_template_19110 | 19110 | Die 8.00mm | Consumable-1663
__export__.product_template_19111 | 19111 | Die 8.57mm | Consumable-1664
__export__.product_template_19385 | 19385 | Dier Filter | Consumable-1938
__export__.product_template_23239 | 23239 | Dies 1.124mm | Consumable-2933
__export__.product_template_23236 | 23236 | Dies 1.524mm | Consumable-2930
__export__.product_template_23237 | 23237 | Dies 1.98mm | Consumable-2931
__export__.product_template_23238 | 23238 | Dies 2.524mm | Consumable-2932
__export__.product_template_17453 | 17453 | Diesel | Consumable-0006
__export__.product_template_22119 | 22119 | Diesel Filter | SP Parts-0295
__export__.product_template_19091 | 19091 | Diesel Generator 700kva | Consumable-1644
__export__.product_template_22123 | 22123 | Diesel Strainer | SP Parts-0297
__export__.product_template_23898 | 23898 | Dies & Punch for capsule hole of core-clamp (L32mm,W18mm) | Consumable-5566
__export__.product_template_23897 | 23897 | Dies & Punch for capsule hole of leg channel (L50mm,W18mm) | Consumable-5565
__export__.product_template_23197 | 23197 | Differential Oil | Consumable-2901
__export__.product_template_23052 | 23052 | Digital Ampere Meter -3 Ph with selector switch, Schneider (Accuracy Class-0.5, METSEDM3110) | Sub-Station-0542
__export__.product_template_18350 | 18350 | Digital Clip On Meter | Consumable-0903
__export__.product_template_22941 | 22941 | Digital Clip on Meter (AC Clamp Meter,Brand: Kyoritsu, Thailand, Model-2017) | TC-0051
__export__.product_template_17203 | 17203 | Digital Input Module | SP Parts-0069
__export__.product_template_22210 | 22210 | Digital KW Meter, Model-Select,India | Sub-Station-0362
__export__.product_template_21917 | 21917 | Digital Lifting Scale 1000KG | Consumble-2436
__export__.product_template_18351 | 18351 | Digital Micro Meter 0-25mm | Consumable-0904
__export__.product_template_12051 | 12051 | Digital Multi Function Meter 220v (Risesun) | Sub-Station-0013
__export__.product_template_22184 | 22184 | Digital Multimeter, Model: CD800a, Brand: Sanwa | Consumable-2552
__export__.product_template_17204 | 17204 | Digital Output Module | SP Parts-0070
__export__.product_template_18539 | 18539 | Digital Scale 0-100kg | Consumable-1092
__export__.product_template_18607 | 18607 | Digital Scale 300kg | Consumable-1160
__export__.product_template_18230 | 18230 | Digital Technometer | Consumable-0783
__export__.product_template_24028 | 24028 | Digital Temperature Controller-220V
__export__.product_template_18871 | 18871 | Digital Temperature Meter | Consumable-1424
__export__.product_template_18224 | 18224 | Digital Vernier Caliper | Consumable-0777
__export__.product_template_19092 | 19092 | Digital Volt Meter (0-1000)V | Consumable-1645
__export__.product_template_36511 | 36511 | Digital Volt meter (0-250V)
__export__.product_template_23051 | 23051 | Digital Volt Meter -3 Ph with selector switch, Schneider (Accuracy Class-0.5, METSEDM3210) | Sub-Station-0541
__export__.product_template_17996 | 17996 | Dimond V Tools 1/4" | Consumable-0549
__export__.product_template_18773 | 18773 | Dining Plate | Consumable-1326
__export__.product_template_17406 | 17406 | Diode | SP Parts-0272
__export__.product_template_17698 | 17698 | Diode 25A | Consumable-0251
__export__.product_template_18068 | 18068 | Diode 6amp | Consumable-0621
__export__.product_template_17927 | 17927 | Diode as per sample | Consumable-0480
__export__.product_template_24003 | 24003 | Disc Ass, Clutch cover Assy (43232-26600-71-OEM)
__export__.product_template_24190 | 24190 | Disc Assy, Cluch (31250-26660-71-OEM)
__export__.product_template_23991 | 23991 | Disc Assy, Cluch (31250-26660-71-OEM)
__export__.product_template_23164 | 23164 | Dish Network Setup | Asset-0010
__export__.product_template_22411 | 22411 | Dish Wash Brush | Consumable-2606
__export__.product_template_25487 | 25487 | Dish washing Liquid | Consumable-5715
__export__.product_template_24276 | 24276 | Dish washing Liquid
__export__.product_template_24277 | 24277 | Dish Washing Powder
__export__.product_template_18041 | 18041 | Disk Insulator (33kv) | Consumable-0594
__export__.product_template_24218 | 24218 | Dismantling of Brick Wall (10" Thick)
__export__.product_template_24212 | 24212 | Dismantling of Brick Wall (5" Thick)
__export__.product_template_24224 | 24224 | Dismantling of R.C.C
__export__.product_template_22742 | 22742 | Dispo Cap | Consumable-2696
__export__.product_template_22743 | 22743 | Dispo Mask | Consumable-2697
__export__.product_template_23776 | 23776 | Distampere Paint | Consumable-5476
__export__.product_template_11193 | 11193 | DISTRIBUTION TRANSFORMER, 100 KVA | G-8 (100 KVA)
__export__.product_template_20943 | 20943 | DISTRIBUTION TRANSFORMER, 100 KVA (Repair) | G-8 (100 KVA)R
__export__.product_template_11187 | 11187 | DISTRIBUTION TRANSFORMER, 10 KVA | G-4 (10 KVA)
__export__.product_template_23229 | 23229 | DISTRIBUTION TRANSFORMER, 10 KVA AMDT | G-4 (10 KVA)-AMDT
__export__.product_template_21924 | 21924 | DISTRIBUTION TRANSFORMER, 10 KVA (Outsource) | Finish Good-0001
__export__.product_template_20937 | 20937 | DISTRIBUTION TRANSFORMER, 10 KVA (Repair) | G-4 (10 KVA)R
__export__.product_template_11188 | 11188 | DISTRIBUTION TRANSFORMER, 15 KVA | G-5 (15 KVA)
__export__.product_template_23230 | 23230 | DISTRIBUTION TRANSFORMER, 15 KVA AMDT | G-5 (15 KVA)-AMDT
__export__.product_template_22939 | 22939 | DISTRIBUTION TRANSFORMER, 15 KVA (Outsource) | Finish Good-0002
__export__.product_template_20938 | 20938 | DISTRIBUTION TRANSFORMER, 15 KVA (Repair) | G-5 (15 KVA)R
__export__.product_template_11189 | 11189 | DISTRIBUTION TRANSFORMER, 25 KVA | G-16 (25 KVA)
__export__.product_template_23192 | 23192 | DISTRIBUTION TRANSFORMER, 25 KVA AMDT | G-16 (25 KVA)-AMDT
__export__.product_template_20939 | 20939 | DISTRIBUTION TRANSFORMER, 25 KVA (Repair) | G-16 (25 KVA)R
__export__.product_template_11190 | 11190 | DISTRIBUTION TRANSFORMER, 37.5 KVA | G-17 (37.5 KVA)
__export__.product_template_23231 | 23231 | DISTRIBUTION TRANSFORMER, 37.5 KVA AMDT | G-17 (37.5 KVA)-AMDT
__export__.product_template_20940 | 20940 | DISTRIBUTION TRANSFORMER, 37.5 KVA (Repair) | G-17 (37.5 KVA)R
__export__.product_template_11191 | 11191 | DISTRIBUTION TRANSFORMER, 50 KVA | G-6 (50 KVA)
__export__.product_template_23193 | 23193 | DISTRIBUTION TRANSFORMER, 50 KVA AMDT | G-6 (50 KVA)-AMDT
__export__.product_template_20941 | 20941 | DISTRIBUTION TRANSFORMER, 50 KVA (Repair) | G-6 (50 KVA)R
__export__.product_template_11186 | 11186 | DISTRIBUTION TRANSFORMER, 5 KVA | G-21 (5 KVA)
__export__.product_template_20936 | 20936 | DISTRIBUTION TRANSFORMER, 5 KVA (Repair) | G-21 (5 KVA)R
__export__.product_template_11192 | 11192 | DISTRIBUTION TRANSFORMER, 75 KVA | G-7 (75 KVA)
__export__.product_template_20942 | 20942 | DISTRIBUTION TRANSFORMER, 75 KVA (Repair) | G-7 (75 KVA)R
__export__.product_template_11202 | 11202 | DISTRIBUTION TRANSFORMER, AMDT 100 KVA R&D | G-8 (100 KVA)-R&D
__export__.product_template_11196 | 11196 | DISTRIBUTION TRANSFORMER, AMDT 10 KVA R&D | G-4 (10 KVA)-R&D
__export__.product_template_11197 | 11197 | DISTRIBUTION TRANSFORMER, AMDT 15 KVA R&D | G-5 (15 KVA)-R&D
__export__.product_template_11194 | 11194 | DISTRIBUTION TRANSFORMER, AMDT 25 KVA
__export__.product_template_11198 | 11198 | DISTRIBUTION TRANSFORMER, AMDT 25 KVA R&D | G-16 (25 KVA)-R&D
__export__.product_template_11199 | 11199 | DISTRIBUTION TRANSFORMER, AMDT 37.5 KVA R&D | G-17 (37.5 KVA)-R&D
__export__.product_template_11200 | 11200 | DISTRIBUTION TRANSFORMER, AMDT 50 KVA R&D | G-6 (50 KVA)-R&D
__export__.product_template_11195 | 11195 | DISTRIBUTION TRANSFORMER, AMDT 5 KVA R&D | G-21 (5 KVA)-R&D
__export__.product_template_11201 | 11201 | DISTRIBUTION TRANSFORMER, AMDT 75 KVA R&D | G-7 (75 KVA)-R&D
__export__.product_template_18510 | 18510 | D Minaral Water | Consumable-1063
__export__.product_template_17337 | 17337 | Dobeckot 520F | SP Parts-0203
__export__.product_template_19236 | 19236 | Dobeckot 522 | Consumable-1789
__export__.product_template_23961 | 23961 | Door Has bolt | Consumable-5612
__export__.product_template_17297 | 17297 | Door Seal (VDF) | SP Parts-0163
__export__.product_template_23809 | 23809 | Door Switch 10Amp | Sub-Station-5503
__export__.product_template_19360 | 19360 | Double A Paper (A3) | Consumable-1913
__export__.product_template_11965 | 11965 | Double Key Spacer 2X40X77.5mm | TRM-0272 (Godown Block-A)
__export__.product_template_11843 | 11843 | Double Key Spacer (2X40X78)mm | TRM-0150 (Godown Block-A)
__export__.product_template_11846 | 11846 | Double Key Spacer (2X50X74.5)mm | TRM-0153 (Godown Block-A)
__export__.product_template_11966 | 11966 | Double Key Spacer 2X50X74mm | TRM-0273 (Godown Block-A)
__export__.product_template_20803 | 20803 | Double Key Spacer 2X50X74mm | TRM-0420 (Godown Block-A)
__export__.product_template_11993 | 11993 | Double Key Spacer (2X50X74)mm | TRM-0300 (Godown Block-A)
__export__.product_template_11844 | 11844 | Double Key Spacer 3X40X77.5mm | TRM-0151 (Godown Block-A)
__export__.product_template_11845 | 11845 | Double Key Spacer (3X50X74.5)mm | TRM-0152 (Godown Block-A)
__export__.product_template_11995 | 11995 | Double Key Spacer 3X50X74mm | TRM-0302 (Godown Block-A)
__export__.product_template_23712 | 23712 | Dovetail Runner (1300X20X6mm) | TRM-5421
__export__.product_template_11960 | 11960 | Dovetail Runner (6X20X1030)mm | TRM-0267 (Godown Block-A)
__export__.product_template_11847 | 11847 | Dovetail Runner 6X20X940mm | TRM-0154 (Godown Block-A)
__export__.product_template_11958 | 11958 | Dovetail Spacer (2X40X65.5)mm | TRM-0265 (Godown Block-A)
__export__.product_template_11996 | 11996 | Dovetail Spacer (2X50X74)mm | TRM-0303 (Godown Block-A)
__export__.product_template_11999 | 11999 | Dovetail Spacer (3X30X74)mm_Single Key | TRM-0306 (Godown Block-A)
__export__.product_template_11994 | 11994 | Dovetail Spacer (3X40X77.5)mm | TRM-0301 (Godown Block-A)
__export__.product_template_23215 | 23215 | DP Switch 45A | Consumable-2917
__export__.product_template_22837 | 22837 | Dragon Sapling | Consumable-2733
__export__.product_template_18710 | 18710 | Drain Valve | Consumable-1263
__export__.product_template_20751 | 20751 | Drain valve-1" | TRM-0368
__export__.product_template_20750 | 20750 | Drain valve-2" | TRM-0367
__export__.product_template_18711 | 18711 | Drain Valve Convartor | Consumable-1264
__export__.product_template_11862 | 11862 | Drain Valve Convertor | Consumable-0169
__export__.product_template_12033 | 12033 | Drain Valve Round Type | TRM-0340
__export__.product_template_17916 | 17916 | Drill Chalk 0.5" | Consumable-0469
__export__.product_template_18792 | 18792 | Drill Chalk 3/4" | Consumable-1345
__export__.product_template_21672 | 21672 | Drill Chalk Shaft 1-13mm | Consumable-2311
__export__.product_template_21671 | 21671 | Drill Chalk Socket 1-13mm | Consumable-2310
__export__.product_template_22635 | 22635 | Drill Chuck 3-18mm | TC-0021
__export__.product_template_19016 | 19016 | Drill M/C, Model:DP133505, Maximum Drilling Cap: 13mm, M/C Hight: 590mm | Consumable-1569
__export__.product_template_21685 | 21685 | Drill Socket 16mm | Consumable-2320
__export__.product_template_23493 | 23493 | Drill Socket 18mm | Consumable-2744
__export__.product_template_22633 | 22633 | Drill Soket 1" | TC-0019
__export__.product_template_22632 | 22632 | Drill Soket 3/4" | TC-0018
__export__.product_template_17256 | 17256 | Drive Pawl | SP Parts-0122
__export__.product_template_23765 | 23765 | Drop-Afrin 0.05% | Consumable-5467
__export__.product_template_21938 | 21938 | Drop Out Fuse 11KV 100A | Sub-Station-0288
__export__.product_template_22957 | 22957 | Drop Out Fuse 11KV, 150A (3nos) fuse Link | Sub-Station-0517
__export__.product_template_11932 | 11932 | Drop Out Fuse 11KV 50A 3pcs with Fuse Ling | Sub-Station-255 (GODOWN RACK-12)
__export__.product_template_22865 | 22865 | Drop Out Fuse 11 KV, with 30A fuse link | Sub-Station-0487
__export__.product_template_22911 | 22911 | Drop Out Fuse 11KV with 40A fuse Link | Sub-Station-0501
__export__.product_template_23872 | 23872 | Drop Out Fuse 80Amp | Sub-Station-5549
__export__.product_template_22791 | 22791 | Drop Out Fuse with 32A fuse link, 11 KV (1set-3nos) | Sub-Station-0477
__export__.product_template_17257 | 17257 | DR Pawl Spring | SP Parts-0123
__export__.product_template_22449 | 22449 | Drum Sealing Gasket | TC-0002
__export__.product_template_24168 | 24168 | Drum (Toshiba 3008A Printer)
__export__.product_template_17638 | 17638 | Dust Filter | Consumable-0191
__export__.product_template_23520 | 23520 | DVDF 250KVA (Test Bench Input:415Volt, Output: 900Volt, 100Hz) | SP Parts-0330
__export__.product_template_18397 | 18397 | E40, 400w Metel Halide Control Gear & Bulb Model FYGT 131-11 | Consumable-0950
__export__.product_template_17601 | 17601 | Ear Plug Small | Consumable-0154
__export__.product_template_24230 | 24230 | Earth Excavation
__export__.product_template_22895 | 22895 | Earthing Cable 1CX120rm BYA (Green) | Sub-Station-0496
__export__.product_template_11817 | 11817 | Earthing Copper Bar | TRM-0124
__export__.product_template_22078 | 22078 | Earthing Copper Rod 16mm | Sub-Station-0299
__export__.product_template_12312 | 12312 | Earthing Copper Sheet 0.5mm, Width 36mm | SRM-0027 (GODOWN RACK-5)
__export__.product_template_22429 | 22429 | Earthing Copper Sheet 0.5mmx50mm(Best Quality) | TRM-0861
__export__.product_template_24235 | 24235 | Earthing Copper Sheet 0.5mmx50mm(Best Quality)
__export__.product_template_22081 | 22081 | Earthing Copper Wire 12.7mm | Sub-Station-0302
__export__.product_template_22314 | 22314 | Earthing Equipment_CCDL/PUR/2019-20/01 | SSFG-EARTH
__export__.product_template_23113 | 23113 | Earthing Equipment_CEL/SS/HK/0113/645 | SSFG-EARTH
__export__.product_template_22313 | 22313 | Earthing Equipment_CEL/SS/HK/0303/430 | SSFG-EARTH
__export__.product_template_22456 | 22456 | Earthing Equipment_CEL/SS/HK/0718/509 | SSFG-EARTH
__export__.product_template_22594 | 22594 | Earthing Equipment_CEL/SS/HK/0926/558 | SSFG-EARTH
__export__.product_template_22696 | 22696 | Earthing Equipment_CEL/SS/HK/1118/605 | SSFG-EARTH
__export__.product_template_23084 | 23084 | Earthing Equipment_CEL/SS/HK/1204/615 | SSFG-EARTH
__export__.product_template_23118 | 23118 | Earthing Equipment_CIL/SS/12/796 | SSFG-EARTH
__export__.product_template_23107 | 23107 | Earthing Equipment_CON/TR/CCCC-S4-01 | SSFG-EARTH
__export__.product_template_22307 | 22307 | Earthing Equipment_EAL/CEL/AUG03/WO2 | SSFG-EARTH
__export__.product_template_22287 | 22287 | Earthing Equipment_EAL/CEL/MAY20/WO1 | SSFG-EARTH
__export__.product_template_22375 | 22375 | Earthing Eye Bolt (5-100KVA) | Consumable-2584
__export__.product_template_22759 | 22759 | Earthing Isolator (Manual) 11KV 630A | Sub-Station-0462
__export__.product_template_22802 | 22802 | Earthing Isolator (Manual) 1250A | Sub-Station-0478
__export__.product_template_24068 | 24068 | Earthing Lug (12X38)mm
__export__.product_template_23803 | 23803 | Earthing Lug (12X38)mm | TRM-5497
__export__.product_template_21505 | 21505 | Earthing Nut Bolt 12X38mm | TRM-0019
__export__.product_template_22700 | 22700 | Earthing & Others Equipment_PO LGED 046 2019 | SSFG-EARTH & OE
__export__.product_template_11743 | 11743 | Earthing Plate | TRM-0050
__export__.product_template_23645 | 23645 | Earthing, Solar & Others Equipment_PEB/PO/2023/4/13947 | SSFG-EARTH
__export__.product_template_21744 | 21744 | Earthing Tag Plate | TRM-0795
__export__.product_template_11816 | 11816 | Earthing Wire | TRM-0123
__export__.product_template_21686 | 21686 | Ebonite Sheet 4'X8'X12mm | SRM-0174
__export__.product_template_12065 | 12065 | Ebonite Sheets (4'X8'X10mm) | Sub-Station-0027
__export__.product_template_22526 | 22526 | Ebonite Sheets (4'X8'X3mm) | Sub-Station-0423
__export__.product_template_36545 | 36545 | Edge Roller (1.7 & 1.85)mm
__export__.product_template_36541 | 36541 | Edge Roller (1.9 & 1.35)mm
__export__.product_template_36544 | 36544 | Edge Roller (2.5 & 2.75)mm
__export__.product_template_36543 | 36543 | Edge Roller (3.2 & 2.8)mm
__export__.product_template_36540 | 36540 | Edge Roller (3.3 & 3.15)mm
__export__.product_template_36542 | 36542 | Edge Roller (3.9 & 3.1)mm
__export__.product_template_23404 | 23404 | Edge Roller (Without Bearing) | SP Parts-0323
__export__.product_template_23755 | 23755 | Elcometer (0-1500) Micrometer | Consumable-5457
__export__.product_template_17401 | 17401 | Electrical Drive Pusher (DTTS) | SP Parts-0267
__export__.product_template_17704 | 17704 | Electric Bulb 100W | Consumable-0257
__export__.product_template_17215 | 17215 | Electric Chain Hoist 5ton Capacity | SP Parts-0081
__export__.product_template_17216 | 17216 | Electric Chain Hoist ton Capacity | SP Parts-0082
__export__.product_template_23032 | 23032 | Electric Contact Vacuum Pressure Gauge (for VAF M/C) | SP Parts-0861
__export__.product_template_18140 | 18140 | Electric Heater 1000w | Consumable-0693
__export__.product_template_19105 | 19105 | Electric Heater 1500w | Consumable-1658
__export__.product_template_23408 | 23408 | Electric Heater 2000w (as per sample) | Consumable-2683
__export__.product_template_22691 | 22691 | Electric Kettle | Consumable-0684
__export__.product_template_23250 | 23250 | Electric Meter (Vacuum Presser Controller for Anneling Furnace) | SP-Parts-0334
__export__.product_template_18388 | 18388 | Electric Torck Wrench | Consumable-0941
__export__.product_template_23174 | 23174 | Electric Two Gange Rood | Consumable-2885
__export__.product_template_23944 | 23944 | Electric Ware | Consumable-5604
__export__.product_template_22168 | 22168 | Electric Water Purifier 15liter | Consumable-2542
__export__.product_template_17452 | 17452 | Electrode 2.5mm | Consumable-0005
__export__.product_template_17770 | 17770 | Electrode 3.2mm | Consumable-0323
__export__.product_template_17912 | 17912 | Electrode 4.0mm | Consumable-0465
__export__.product_template_21610 | 21610 | Electrode Guide with Electrode
__export__.product_template_22067 | 22067 | Electrode Rod Vortic Marine 3.2mm | Consumable-2505 (GODOWN RACK-5)
__export__.product_template_24241 | 24241 | Electrode Rod Vortic Marine 3.2mm
__export__.product_template_19339 | 19339 | Electrode Steel Plate | Consumable-1892
__export__.product_template_12294 | 12294 | Electrode Vortic Marine 3.2mm | SRM-0009
__export__.product_template_23048 | 23048 | Electronic Over Current Relay-EOCR (3-30), Model-EOCR SSD 30DM7Q, Schneider | Sub-Station-0538
__export__.product_template_36641 | 36641 | Electro Pneumatic Regulator (ER104-50AP, 0-5 bar)
__export__.product_template_17637 | 17637 | Emergency Switch | Consumable-0190
__export__.product_template_17602 | 17602 | Emery Paper 0no | Consumable-0155
__export__.product_template_18703 | 18703 | Emery Paper 120no | Consumable-1256
__export__.product_template_17589 | 17589 | Emery Paper 2no | Consumable-0142
__export__.product_template_17590 | 17590 | Emery Paper 3no | Consumable-0143
__export__.product_template_36487 | 36487 | Emery paper Belt 18"X4"(P-80)
__export__.product_template_18839 | 18839 | Empty Cane Steel (dia:350mm,Height:3') | Consumable-1392
__export__.product_template_18840 | 18840 | Empty Cane Steel (dia:400mm,Height:4') | Consumable-1393
__export__.product_template_24063 | 24063 | Empty Drum | Consumable-5710
__export__.product_template_22328 | 22328 | Empty Oil Barrel (Capacity-200liter) | Consumable-2575
__export__.product_template_17504 | 17504 | Enamel Paint Black | Consumable-0057
__export__.product_template_17503 | 17503 | Enamel Paint Blue | Consumable-0056
__export__.product_template_19315 | 19315 | Enamel Paint Chocolate | Consumable-1868
__export__.product_template_17815 | 17815 | Enamel Paint Cool Grey | Consumable-0368
__export__.product_template_17931 | 17931 | Enamel Paint Ferozi | Consumable-0484
__export__.product_template_36532 | 36532 | Enamel Paint (Light Grey)
__export__.product_template_23488 | 23488 | Enamel Paint (Light Grey) | Consumable-2743
__export__.product_template_17793 | 17793 | Enamel Paint Off White | Consumable-0346
__export__.product_template_22570 | 22570 | Enamel Paint Olive Grey | Consumable-0913
__export__.product_template_19314 | 19314 | Enamel Paint Olive Grey | Consumable-1867
__export__.product_template_17699 | 17699 | Enamel Paint (Red) | Consumable-0252
__export__.product_template_22176 | 22176 | Enamel Paint Silver Colour | Consumable-2546
__export__.product_template_19312 | 19312 | Enamel Paint Turquoise | Consumable-1865
__export__.product_template_18835 | 18835 | Enamel Paint White | Consumable-1388
__export__.product_template_17794 | 17794 | Enamel Paint (Yellow) | Consumable-0347
__export__.product_template_17201 | 17201 | ENBT Ethernet Module 1768 | SP Parts-0067
__export__.product_template_36642 | 36642 | Encoder (EC58W12-L57R-5000, 5V DC)
__export__.product_template_17206 | 17206 | Encoder MDX | SP Parts-0072
__export__.product_template_23609 | 23609 | End mill cutter (CNC) 12mm | Consumable-5352
__export__.product_template_23923 | 23923 | End mill Cutter (CNC) 6mm - 6mm | Consumable-5586
__export__.product_template_23607 | 23607 | End mill cutting bil (CNC) 3mm - 6mm | Consumable-5350
__export__.product_template_17498 | 17498 | Energy Bulb 14/15w (Pin Type) | Consumable-0051
__export__.product_template_36496 | 36496 | Energy Bulb 15W (Threat type)
__export__.product_template_17834 | 17834 | Energy Bulb 23w/24w (Thread Type) | Consumable-0387
__export__.product_template_22491 | 22491 | Energy Bulb 24W (Pin type) | Consumable-2642
__export__.product_template_36498 | 36498 | Energy Bulb 24W (Threat type)
__export__.product_template_17833 | 17833 | Energy Bulb 30w | Consumable-0386
__export__.product_template_18838 | 18838 | Energy Bulb 5w | Consumable-1391
__export__.product_template_36499 | 36499 | Energy Bulb 65W (Threat type)
__export__.product_template_36500 | 36500 | Energy Bulb 7W (Threat type)
__export__.product_template_18051 | 18051 | Energy Bulb 8w | Consumable-0604
__export__.product_template_23788 | 23788 | Engine oil | Consumable-5485
__export__.product_template_24136 | 24136 | Engine Oil (SOIL-15W40)
__export__.product_template_22845 | 22845 | Entacyd Plus | Consumable-2741
__export__.product_template_18126 | 18126 | Envelope Big | Consumable-0679
__export__.product_template_18702 | 18702 | Envelope Medium | Consumable-1255
__export__.product_template_18699 | 18699 | Envelope Small | Consumable-1252
__export__.product_template_36527 | 36527 | Environment clearance certificate from DoE (Transformer)
__export__.product_template_19177 | 19177 | Epoxy Enamel Paint Blue | Consumable-1730
__export__.product_template_18671 | 18671 | Epoxy Enamel Paint Yellow | Consumable-1224
__export__.product_template_18890 | 18890 | Epoxy Flooring Compound Paint Blue | Consumable-1443
__export__.product_template_18542 | 18542 | Epoxy Primer white | Consumable-1095
__export__.product_template_11970 | 11970 | Epoxy Resin Cast Bushing (1.1kv/5000amps) | TRM-0277 (GODOWN RACK-9)
__export__.product_template_23613 | 23613 | ER-20 Collet 1.5mm to above | Consumable-5355
__export__.product_template_22804 | 22804 | Esotid Tablet 20mg | Consumable-2707
__export__.product_template_18476 | 18476 | Executive Chair | Asset-0012
__export__.product_template_22918 | 22918 | Executive Chair (Repair) | Consumable-2778
__export__.product_template_18480 | 18480 | Executive Table | Asset-0013
__export__.product_template_18837 | 18837 | Exhaust Fan 12" | Consumable-1390
__export__.product_template_20905 | 20905 | Exhaust Fan 4.5" | Sub-Station-0174
__export__.product_template_17611 | 17611 | Exhaust Fan 4X4" | Consumable-0164
__export__.product_template_22100 | 22100 | Exhaust Fan 5" | Sub-Station-0320
__export__.product_template_12054 | 12054 | Exhaust Fan 5", Best Quality | Sub-Station-0016
__export__.product_template_17779 | 17779 | Exhaust Fan 8" | Consumable-0332
__export__.product_template_17398 | 17398 | Exhaust Filter With Bypass Valve (Leybold filter) | SP Parts-0264
__export__.product_template_17181 | 17181 | Exhaust Valve 1/2" | SP Parts-0047
__export__.product_template_21603 | 21603 | Expenses for Reuse of Copper | ExRC
__export__.product_template_22745 | 22745 | Face Sheild | Consumable-2699
__export__.product_template_36523 | 36523 | Factory office building indoor gardening work. (September-25)
__export__.product_template_36525 | 36525 | Factory office building lift servicing work. (September-25)
__export__.product_template_19148 | 19148 | False Ceiling board | Consumable-1701
__export__.product_template_21995 | 21995 | False Ceiling Manty | Consumable-2454
__export__.product_template_18482 | 18482 | Fan Belt | Consumable-1035
__export__.product_template_24074 | 24074 | Fan Motor Box | Consumable-5711
__export__.product_template_21543 | 21543 | Fan & Surge Arrester Mounting Frame | TRM-0460
__export__.product_template_18356 | 18356 | Fat (Chorby) | Consumable-0909
__export__.product_template_23913 | 23913 | Fat rope 1" | Consumable-5578
__export__.product_template_22293 | 22293 | FDB-1_EAL/CEL/MAY20/WO3 | SSFG-FDB
__export__.product_template_22295 | 22295 | FDB-2_EAL/CEL/MAY20/WO3 | SSFG-FDB
__export__.product_template_22298 | 22298 | FDB-3.1_EAL/CEL/MAY20/WO3 | SSFG-FDB
__export__.product_template_22299 | 22299 | FDB-3.2_EAL/CEL/MAY20/WO3 | SSFG-FDB
__export__.product_template_22297 | 22297 | FDB-3_EAL/CEL/MAY20/WO3 | SSFG-FDB
__export__.product_template_17265 | 17265 | Feed Wheel 61 | SP Parts-0131
__export__.product_template_22180 | 22180 | Felt 10mm | Consumable-2549
__export__.product_template_17800 | 17800 | Felt 12mm | Consumable-0353
__export__.product_template_17801 | 17801 | Felt 15mm | Consumable-0354
__export__.product_template_12032 | 12032 | Felt 15mm | TRM-0339
__export__.product_template_18394 | 18394 | Felt 20mm | Consumable-0947
__export__.product_template_18537 | 18537 | Felt as per sample | Consumable-1090
__export__.product_template_23387 | 23387 | Femotak 20mg | Consumable-2667
__export__.product_template_11921 | 11921 | Ferrule | TRM-0228
__export__.product_template_17416 | 17416 | Festo Air Service Unit Assembly (Complete) for XS600 Cutting Line | SP Parts-0282
__export__.product_template_23914 | 23914 | Fevicol Gum | Consumable-5579
__export__.product_template_22813 | 22813 | Fexo 120mg | Consumable-2716
__export__.product_template_22516 | 22516 | F.G. Threaded Nut M-10 (Size 25X25X10mm thickness) | TRM-0892
__export__.product_template_22518 | 22518 | F.G. Threaded Nut M-12 (Size 25X25X12mm Thickness) | TRM-0894
__export__.product_template_22515 | 22515 | F.G. Threaded Rod (M-10 X L-600mm) | TRM-0891
__export__.product_template_22517 | 22517 | F.G. Threaded Rod (M-12 X L 600mm) | TRM-0893
__export__.product_template_19375 | 19375 | Fiber 5no | Consumable-1928
__export__.product_template_21914 | 21914 | Fiber Disk 4" | Sub-Station-272
__export__.product_template_22027 | 22027 | Fiber Glass 4'X1'X4mm | Consumable-2473
__export__.product_template_22026 | 22026 | Fiber Glass 4'X3'X3mm | Consumable-2472
__export__.product_template_21731 | 21731 | Fiber Plate (T-10mm) 3'X5' | Consumable-2348
__export__.product_template_23937 | 23937 | Fiber Roof Purlin (3050X280X280)mm | Consumable-5599
__export__.product_template_23936 | 23936 | Fiber Sheet (3000X840)mm | Consumable-5598
__export__.product_template_23935 | 23935 | Fiber Sheet (3800X840)mm | Consumable-5597
__export__.product_template_23241 | 23241 | Fiber Sheet (L-10'xW-2'-9"xT-3mm) | Consumable-2935
__export__.product_template_18930 | 18930 | Fiber Tank | Consumable-1483
__export__.product_template_23522 | 23522 | Fiber Tube (Heat Proof) | Consumable-2766
__export__.product_template_23781 | 23781 | Field Pump | Consumable-5480
__export__.product_template_17917 | 17917 | File 12" | Consumable-0470
__export__.product_template_17918 | 17918 | File 6" | Consumable-0471
__export__.product_template_17588 | 17588 | File Set | Consumable-0141
__export__.product_template_21858 | 21858 | Filmet 400mg | Consumable-2404
__export__.product_template_17177 | 17177 | Filter 3/4" | SP Parts-0043
__export__.product_template_23222 | 23222 | Filter Stone | Consumable-2923
__export__.product_template_23035 | 23035 | Filter Wranch With Handle | Consumable-2829
__export__.product_template_22403 | 22403 | Fine Filter L-850 (L-245mm,ID-26mm,OD-67mm) | SP-Parts-0850
__export__.product_template_22013 | 22013 | FIN WALL OF TRANSFORMER TANK FOR 250 KVA | TRM-0823
__export__.product_template_18740 | 18740 | Fire Alarm | Consumable-1293
__export__.product_template_22687 | 22687 | Fire Ball 1kg | Consumable-2680
__export__.product_template_22073 | 22073 | Fire Box | Consumable-2506
__export__.product_template_22681 | 22681 | Fire Extinguisher ABC 10kg (Refill) | Consumable-2674
__export__.product_template_22682 | 22682 | Fire Extinguisher ABC 5kg | Consumable-2675
__export__.product_template_19350 | 19350 | Fire Extinguisher ABC 5kg (Refill) | Consumable-1903
__export__.product_template_23855 | 23855 | Fire Extinguisher ABC 6kg (Refill) | Consumable-5536
__export__.product_template_23390 | 23390 | Fire Extinguisher Bell | Consumable-2673
__export__.product_template_19020 | 19020 | Fire Extinguisher Clamp | Consumable-1573
__export__.product_template_22683 | 22683 | Fire Extinguisher CO2 5KG | Consumable-2675
__export__.product_template_18296 | 18296 | Fire Extinguisher CO2 Refill (5kg) | Consumable-0849
__export__.product_template_18297 | 18297 | Fire Extinguisher Dry Powder | Consumable-0850
__export__.product_template_22684 | 22684 | Fire Extinguisher Foam 10kg | Consumable-2677
__export__.product_template_22886 | 22886 | Fire Extinguisher Foam (10KG) Refill | Consumable-2759
__export__.product_template_22885 | 22885 | Fire Extinguisher Foam (50KG) Refill | Consumable-2758
__export__.product_template_22685 | 22685 | Fire Extinguisher Foam 50kg with Trolley | Consumable-2678
__export__.product_template_23396 | 23396 | Fire Extinguisher Horne | Consumable-2690
__export__.product_template_23856 | 23856 | Fire Extinguisher Hose Pipe | Consumable-5537
__export__.product_template_23346 | 23346 | Fire Extinguisher Meter | Consumable-2638
__export__.product_template_21754 | 21754 | Fire Extinguisher Pipe ABC | Consumable-2365
__export__.product_template_21753 | 21753 | Fire Extinguisher Pipe CO2 | Consumable-2364
__export__.product_template_21755 | 21755 | Fire Extinguisher Valve | Consumable-2366
__export__.product_template_18162 | 18162 | Fire Rope | Consumable-0715
__export__.product_template_19426 | 19426 | Fire Safety Euipment | Consumable-1979
__export__.product_template_24037 | 24037 | FITTING, GREASE (96456-00609-71-OEM)
__export__.product_template_23243 | 23243 | Fitting Rear Axle Cylinder | Consumable-2937
__export__.product_template_12394 | 12394 | Fixing Lug 12X25mm | SRM-0109 (Godown Rack-1)
__export__.product_template_19099 | 19099 | Flap Disk 4" | Consumable-1652
__export__.product_template_23542 | 23542 | Flash Light (3-5w) | Consumable-2778
__export__.product_template_18258 | 18258 | Flat Bar 3/4"X3mm | Consumable-0811
__export__.product_template_18352 | 18352 | Flat Bar 35X5mm | Consumable-0905
__export__.product_template_24046 | 24046 | Flatbed Scanner
__export__.product_template_18403 | 18403 | Flatber Cutting Dice | Consumable-0956
__export__.product_template_18114 | 18114 | Flate File 8" | Consumable-0667
__export__.product_template_22701 | 22701 | Flat File 12" | Consumable-2685
__export__.product_template_17298 | 17298 | Flat Heater (1.5KW,1020X10mm) | SP Parts-0164 (GODOWN RACK-5)
__export__.product_template_21676 | 21676 | Flat Screw Driver 10" | Consumable-2315
__export__.product_template_36560 | 36560 | Flat Screw Driver-6"
__export__.product_template_21675 | 21675 | Flat Screw Driver 8" | Consumable-2314
__export__.product_template_22628 | 22628 | Flat Spring | Consumable-2657
__export__.product_template_22851 | 22851 | Flexi 100mg | Consumable-2747
__export__.product_template_19389 | 19389 | Flexiable Flange (2.5"X4"X5") | Consumable-1942
__export__.product_template_19007 | 19007 | Flexiable Pipe 3" | Consumable-1560
__export__.product_template_18896 | 18896 | Flexible Cable 16X1.0rm | Consumable-1449
__export__.product_template_23003 | 23003 | Flexible Cable (1rm, 10core) | Consumable-2816
__export__.product_template_11910 | 11910 | Flexible Cable 1X1.2rm | TRM-0217
__export__.product_template_12041 | 12041 | Flexible Cable 1X1.2rm (40/.0076) | Sub-Station-0003
__export__.product_template_23805 | 23805 | Flexible Cable 1X2.5rm | Sub-Station-5499
__export__.product_template_12297 | 12297 | Flexible Cable 1X3.0rm | SRM-0012 (Godown Rack-1)
__export__.product_template_21531 | 21531 | Flexible Cable 1X35rm (Bare Type) | TRM-0448
__export__.product_template_21530 | 21530 | Flexible Cable 1X50rm (Bare Type) | TRM-0447
__export__.product_template_18541 | 18541 | Flexible Cable 2X2.5rm | Sub-1094
__export__.product_template_23512 | 23512 | Flexible Cable 35rm (for DC Arc welding M/C use) | Consumable-2757
__export__.product_template_18659 | 18659 | Flexible Cable 3X10rm | Consumable-1212
__export__.product_template_18817 | 18817 | Flexible Cable 3X2.5rm | Consumable-1370
__export__.product_template_19258 | 19258 | Flexible Cable 3X3rm | Consumable-1811
__export__.product_template_23798 | 23798 | Flexible Cable Bare Copper 1X120rm | TRM-0186
__export__.product_template_21478 | 21478 | Flexible Cable Bare Copper 1X15rm | TRM-0395
__export__.product_template_21488 | 21488 | Flexible Cable Bare Copper 1X25rm | TRM-0405
__export__.product_template_21594 | 21594 | Flexible Cable Bare Copper 1X35rm | TRM-0445
__export__.product_template_11878 | 11878 | Flexible Cable Bare Copper 1X70rm | TRM-0185
__export__.product_template_21548 | 21548 | Flexible Cable Bare Copper 1X75rm | TRM-0465
__export__.product_template_21547 | 21547 | Flexible Cable Bare Copper 1X90rm | TRM-0464
__export__.product_template_12019 | 12019 | Flexible Cable Bare Copper 1X95rm | TRM-0326
__export__.product_template_22901 | 22901 | Flexible Cable/Testing Cable | Consumable-2768
__export__.product_template_17376 | 17376 | Flexible Magnetic Pick Up Tool | SP Parts-0242
__export__.product_template_18266 | 18266 | Flexible Pipe 1" | Consumable-0819
__export__.product_template_17790 | 17790 | Flexible Pipe 1/2" | Consumable-0343
__export__.product_template_18267 | 18267 | Flexible Pipe 1.25" | Consumable-0820
__export__.product_template_17598 | 17598 | Flexible Pipe 1.5" | Consumable-0151
__export__.product_template_18139 | 18139 | Float Swtich | Consumable-0692
__export__.product_template_17923 | 17923 | Float Swtich 5A | Consumable-0476
__export__.product_template_17399 | 17399 | Float Valve | SP Parts-0265
__export__.product_template_36501 | 36501 | Flood Light 200W
__export__.product_template_19357 | 19357 | Floor Clean Brush (Moving) | Consumable-1910
__export__.product_template_18891 | 18891 | Flooring Compound Paint (Hardner) | Consumable-1444
__export__.product_template_23397 | 23397 | Flooring Compound Paint (Hardner) Gallon | Consumable-2680
__export__.product_template_18892 | 18892 | Flooring Compound Paint (Thinner) | Consumable-1445
__export__.product_template_18511 | 18511 | Floor Tiles (12"x12") | Consumable-1064
__export__.product_template_21891 | 21891 | Flute | Consumable-2420
__export__.product_template_24097 | 24097 | Flute | Consumable-5712
__export__.product_template_24257 | 24257 | Fly Wheel Machining
__export__.product_template_17373 | 17373 | Folder Bar Insert | SP Parts-0239
__export__.product_template_23583 | 23583 | Food (For Design Power Transformer) | Consumable-2806
__export__.product_template_21437 | 21437 | Foot Plate for CCA | TRM-0354
__export__.product_template_18961 | 18961 | Forklift Accessories (Repair) | Consumable-1514
__export__.product_template_18488 | 18488 | Fork Lift Wheel | Consumable-1041
__export__.product_template_19068 | 19068 | Four Pin Plug With Socket | Consumable-1621
__export__.product_template_21861 | 21861 | Frabex | Consumable-2407
__export__.product_template_17240 | 17240 | Frame 100L | SP Parts-0106
__export__.product_template_17241 | 17241 | Frame 112M | SP Parts-0107
__export__.product_template_17239 | 17239 | Frame 90L | SP Parts-0105
__export__.product_template_23271 | 23271 | Frenxit Tablet | Consumable-2954
__export__.product_template_36611 | 36611 | Frequency And Amplitude Controller
__export__.product_template_23621 | 23621 | Frequency Meter | Consumable-5360
__export__.product_template_18484 | 18484 | Fuel Filter | Consumable-1037
__export__.product_template_23558 | 23558 | Fuel Filter (23390-64480) | Consumable-2800
__export__.product_template_24106 | 24106 | Fuel Filter (23390-76001-71-OEM)
__export__.product_template_24050 | 24050 | Fuel Filter (23390-76001-71-OEM)
__export__.product_template_24041 | 24041 | Fuel Filter 23390-76001-71-OEM
__export__.product_template_22853 | 22853 | Fuel Filter 630kva | Consumable-2749
__export__.product_template_22854 | 22854 | Fuel Filter 700kva | Consumable-2750
__export__.product_template_23557 | 23557 | Fuel Filter (Ch-10930) | Consumable-2799
__export__.product_template_36682 | 36682 | Fuel Filter-CH10930
__export__.product_template_23556 | 23556 | Fuel Filter (Ch-10931) | Consumable-2798
__export__.product_template_36681 | 36681 | Fuel Filter-CH10931
__export__.product_template_24076 | 24076 | Fuel Pump Kit W/ Test
__export__.product_template_24213 | 24213 | Fuel Pump Kit W/Test
__export__.product_template_23195 | 23195 | Fuel Strainer | Consumable-2899
__export__.product_template_24072 | 24072 | Fuel Strainer (23311-23060-71-OEM)
__export__.product_template_24124 | 24124 | Fuel Strainer (23311-23060-71-OEM)
__export__.product_template_24055 | 24055 | Fuel Strainer 23311-23060-71-OEM
__export__.product_template_24282 | 24282 | Furniture Cleaner
__export__.product_template_25488 | 25488 | Furniture Cleaner | Consumable-5716
__export__.product_template_18451 | 18451 | Fuse 100A | Consumable-1004
__export__.product_template_17619 | 17619 | Fuse 1A | Consumable-0172
__export__.product_template_19186 | 19186 | Fuse 200A | Consumable-1739
__export__.product_template_18146 | 18146 | Fuse 20A | Consumable-0699
__export__.product_template_18144 | 18144 | Fuse 2A | Consumable-0697
__export__.product_template_17617 | 17617 | Fuse 32A 660V | Consumable-0170
__export__.product_template_18145 | 18145 | Fuse 4A | Consumable-0698
__export__.product_template_18067 | 18067 | Fuse 5A | Consumable-0620
__export__.product_template_18851 | 18851 | Fuse 6A | Consumable-1404
__export__.product_template_17710 | 17710 | Fuse 8A | Consumable-0263
__export__.product_template_19087 | 19087 | Fuse Base | Consumable-1640
__export__.product_template_22649 | 22649 | Fuse Base 200A | Consumable-2664
__export__.product_template_23874 | 23874 | Fuse link 50Amp | Sub-Station-5551
__export__.product_template_23873 | 23873 | Fuse link 80Amp | Sub-Station-5550
__export__.product_template_18147 | 18147 | Fuse RT | Consumable-0700
__export__.product_template_20888 | 20888 | Fuse with Base-32A | Sub-Station-0154
__export__.product_template_19107 | 19107 | Fuse With Base 32A, 500V | Consumable-1660
__export__.product_template_17618 | 17618 | Fuse with Base 63A | Consumable-0171
__export__.product_template_19335 | 19335 | Galvanised Nut Bolt with wahser | Consumable-1888
__export__.product_template_22590 | 22590 | Galvanizing Flat Washer 16mm | TRM-0921
__export__.product_template_24281 | 24281 | Gamsa
__export__.product_template_25489 | 25489 | Gamsa | Consumable-5717
__export__.product_template_12333 | 12333 | Gard Acid 10A | SRM-0048
__export__.product_template_12363 | 12363 | Gard Acid 201M | SRM-0078
__export__.product_template_12330 | 12330 | Gard Acid 206AA | SRM-0045
__export__.product_template_12364 | 12364 | Gardo Bond 78/Phoschem 1194 | SRM-0079
__export__.product_template_12331 | 12331 | Gardo bond ACC 14 | SRM-0046
__export__.product_template_12329 | 12329 | Gardoclean 444/619 | SRM-0044
__export__.product_template_12332 | 12332 | Gardo Felmsy-51 | SRM-0047
__export__.product_template_12034 | 12034 | Gas Collection Device | TRM-0341
__export__.product_template_22508 | 22508 | Gas Collection Device | TRM-0884 (Godown Rack-4)
__export__.product_template_17546 | 17546 | Gas Cutter Set | Consumable-0099
__export__.product_template_17709 | 17709 | Gas Cutting Nozzle | Consumable-0262
__export__.product_template_24433 | 24433 | Gas Cutting Nozzle 1/32 | Consumable-5713
__export__.product_template_19156 | 19156 | Gasket Glue | Consumable-1709
__export__.product_template_23857 | 23857 | Gas match/Gas Lighter | Consumable-5538
__export__.product_template_17615 | 17615 | Gas Welding Set | Consumable-0168
__export__.product_template_18426 | 18426 | Gate Pass Book (Employee) | Consumable-0979
__export__.product_template_11710 | 11710 | Gate Valve | TRM-0017
__export__.product_template_18606 | 18606 | Gate Valve 1" | Consumable-1159
__export__.product_template_19269 | 19269 | Gate Valve 3" | Consumable-1822
__export__.product_template_18605 | 18605 | Gate Valve 3/4" | Consumable-1158
__export__.product_template_17223 | 17223 | Gear Case A | SP Parts-0089
__export__.product_template_17220 | 17220 | Gear Case B | SP Parts-0086
__export__.product_template_19429 | 19429 | Gear Fiber Plate | Consumable-1982
__export__.product_template_21801 | 21801 | Gear Motor (for 1600A ACB) | Sub-Station-222
__export__.product_template_21798 | 21798 | Gear Motor (For 2500A ACB) | Sub-Station-219
__export__.product_template_18290 | 18290 | Gear Oil | Consumable-0843
__export__.product_template_24087 | 24087 | Gear Oil (80W90)
__export__.product_template_24148 | 24148 | Gear Oil (SOIL-80W90)
__export__.product_template_11718 | 11718 | Gear Peinun 100teeth | TRM-0025
__export__.product_template_11719 | 11719 | Gear Peinun 82teeth | TRM-0026
__export__.product_template_19342 | 19342 | Gear Penium 84teeth | Consumable-1895
__export__.product_template_11725 | 11725 | Gear Penium 93teeth | TRM-0032
__export__.product_template_19349 | 19349 | Gear Pinion | Consumable-1902
__export__.product_template_17720 | 17720 | Gel Pen | Consumable-0273
__export__.product_template_18321 | 18321 | General AC 1.5ton | Consumable-0874
__export__.product_template_18320 | 18320 | General AC 4ton | Consumable-0873
__export__.product_template_21907 | 21907 | General Name Plate of Switchgear | Sub-Station-265
__export__.product_template_17284 | 17284 | Generator Alternator Belt | SP Parts-0150
__export__.product_template_23467 | 23467 | Generator Controller Repair | SP Parts-343
__export__.product_template_23460 | 23460 | Generator Controller ( Woodward) Model-Easygen 2000 | SP-Parts-342
__export__.product_template_18199 | 18199 | G.I Bond Plug 0.5" | Consumable-0752
__export__.product_template_18269 | 18269 | G.I Bond Plug 1" | Consumable-0822
__export__.product_template_18200 | 18200 | G.I Bond Plug 1.5" | Consumable-0753
__export__.product_template_18201 | 18201 | G.I Bond Plug 2" | Consumable-0754
__export__.product_template_18034 | 18034 | G.I Bond Plug 3/4" | Consumable-0587
__export__.product_template_23909 | 23909 | G.I Cable Tray 2" | Consumable-5575
__export__.product_template_23910 | 23910 | G.I Cable Tray 3" | Consumable-5576
__export__.product_template_23911 | 23911 | G.I Cable Tray 4" | Consumable-5577
__export__.product_template_18270 | 18270 | G.I Elbow 0.5" | Consumable-0823
__export__.product_template_17822 | 17822 | GI Elbow 1" | Consumable-0375
__export__.product_template_18202 | 18202 | G.I Elbow 1& 1/4" | Consumable-0755
__export__.product_template_18987 | 18987 | G.I Elbow 1.5" | Consumable-1540
__export__.product_template_18249 | 18249 | G.I Elbow 2" | Consumable-0802
__export__.product_template_18196 | 18196 | G.I Elbow 3/4" | Consumable-0749
__export__.product_template_21682 | 21682 | G.I Hook 6"X4.25"X1" L-Type | Consubable-2320
__export__.product_template_18073 | 18073 | G.I Huck 4" | Consumable-0626
__export__.product_template_18190 | 18190 | G.I Join Socket 0.5" | Consumable-0743
__export__.product_template_21863 | 21863 | G.I Join Socket 1.5" | Consumable-2409
__export__.product_template_18044 | 18044 | G.I Join Socket 3/4" | Consumable-0597
__export__.product_template_18759 | 18759 | G.I Net | Consumable-1312
__export__.product_template_18031 | 18031 | G.I Nipple 0.5" | Consumable-0584
__export__.product_template_18260 | 18260 | G.I Nipple 1" | Consumable-0813
__export__.product_template_23351 | 23351 | G.I Nipple 1 1/4" | Consumable-2640
__export__.product_template_18042 | 18042 | G.I Nipple 1.5" | Consumable-0595
__export__.product_template_18604 | 18604 | G.I Nipple 2" | Consumable-1157
__export__.product_template_18550 | 18550 | G.I Nipple 2.5" | Consumable-1103
__export__.product_template_18192 | 18192 | G.I Nipple 3" | Consumable-0745
__export__.product_template_18033 | 18033 | G.I Nipple 3/4" | Consumable-0586
__export__.product_template_18082 | 18082 | G.I pipe 0.5'' | Consumable-0635
__export__.product_template_17797 | 17797 | G.I Pipe 1" | Consumable-0350
__export__.product_template_18306 | 18306 | G.I Pipe 1.5" | Consumable-0859
__export__.product_template_17944 | 17944 | G.I Pipe 2" | Consumable-0497
__export__.product_template_18546 | 18546 | G.I Pipe 2.5" | Consumable-1099
__export__.product_template_17942 | 17942 | G.I pipe 3/4" | Consumable-0495
__export__.product_template_18340 | 18340 | G.I Reducer Socket 1"X1/2" | Consumable-0893
__export__.product_template_18986 | 18986 | G.I Reducer Socket 2"X1.5" | Consumable-1539
__export__.product_template_19309 | 19309 | G.I Reducing Tee 1 1/4"X1" | Consumable-1862
__export__.product_template_21864 | 21864 | G.I R Socket 1.5"X3/4" | Consumable-2410
__export__.product_template_18205 | 18205 | G.I R Socket 1"X1.5" | Consumable-0758
__export__.product_template_18203 | 18203 | G.I R Socket 1"X3/4" | Consumable-0756
__export__.product_template_18204 | 18204 | G.I R Socket 2"X1" | Consumable-0757
__export__.product_template_18206 | 18206 | G.I R Socket 3/4X1&1/4" | Consumable-0759
__export__.product_template_18207 | 18207 | G.I R Socket 3/4X1/2" | Consumable-0760
__export__.product_template_22732 | 22732 | G.I Short Pipe 1" | TC-0032
__export__.product_template_18768 | 18768 | G.I Silliner Head | Consumable-1321
__export__.product_template_17837 | 17837 | G.I Socket 1" | Consumable-0390
__export__.product_template_17755 | 17755 | G.I Socket 1 1/4" | Consumable-0308
__export__.product_template_18988 | 18988 | G.I Socket 1.5" | Consumable-1541
__export__.product_template_18081 | 18081 | G.I Socket 2" | Consumable-0634
__export__.product_template_18997 | 18997 | G.I Socket 3" | Consumable-1550
__export__.product_template_18612 | 18612 | G.I Socket 3/4" | Consumable-1165
__export__.product_template_18307 | 18307 | G.I Tee Socket 1" | Consumable-0860
__export__.product_template_23350 | 23350 | G.I Tee Socket 1 1/4" | Consumable-2639
__export__.product_template_18991 | 18991 | G.I Tee Socket 1.5" | Consumable-1544
__export__.product_template_22036 | 22036 | G.I Tee Socket 1.5"X3/4" | Consumable-2483
__export__.product_template_18999 | 18999 | G.I Tee Socket 2" | Consumable-1552
__export__.product_template_18262 | 18262 | G.I Tee Socket 2"X1" | Consumable-0815
__export__.product_template_22740 | 22740 | G.I Tee Socket 3/4" | Consumable-2694
__export__.product_template_23908 | 23908 | G.I Thread end cap 1" | Consumable-5574
__export__.product_template_18208 | 18208 | G.I T Socket 1/2" | Consumable-0761
__export__.product_template_18032 | 18032 | G.I T Socket 3/4" | Consumable-0585
__export__.product_template_18211 | 18211 | G.I Union 1/2" | Consumable-0764
__export__.product_template_18043 | 18043 | G.I Union 1.5" | Consumable-0596
__export__.product_template_18250 | 18250 | G.I Union 2" | Consumable-0803
__export__.product_template_17841 | 17841 | G.I Union Socket 1" | Consumable-0394
__export__.product_template_18209 | 18209 | G.I Union Socket 3/4" | Consumable-0762
__export__.product_template_17423 | 17423 | G.I Wire 16no | Packaging-0005
__export__.product_template_19362 | 19362 | G.I Wire 22no | Consumable-1915
__export__.product_template_23482 | 23482 | G.I Wire 4mm | Consumable-2738
__export__.product_template_21794 | 21794 | Glass (38.25 SFT) 6mm | Consumable-2388
__export__.product_template_23953 | 23953 | Glass box | Consumable-5609
__export__.product_template_21786 | 21786 | Glass Cleaner (Mr. Brassu) | Consumable-2383
__export__.product_template_22874 | 22874 | Glass Door Floor Hinge or Closer Size: Box size Out 130mmx322mm, Box in 110mmx308mm (Brand VVP) | Consumable-2756
__export__.product_template_11761 | 11761 | Glass Fiber | TRM-0068
__export__.product_template_22072 | 22072 | Glass Fiber Rod 10X600mm, Full Thread | TRM-0823
__export__.product_template_20752 | 20752 | Glass Fiber Rod-25mm | TRM-0369
__export__.product_template_12338 | 12338 | Glass Fiber Sheet 40"X80"X2mm | SRM-0053 (Godown Rack-1)
__export__.product_template_22563 | 22563 | Glass Fiber Sheet 4'X8'X1.5mm | TRM-9010
__export__.product_template_22562 | 22562 | Glass Fiber Sheet 4'X8'X1mm | TRM-0909
__export__.product_template_22430 | 22430 | Glass Fiber Square Nut T-10mmX25mmXThread10mm | TRM-0862
__export__.product_template_11760 | 11760 | Glass Fiber Tube | TRM-0067
__export__.product_template_22409 | 22409 | Glass (for drinking) | Consumable-2604
__export__.product_template_23149 | 23149 | Glass (For Wash room Use) | Consumable-2865
__export__.product_template_22888 | 22888 | Glass Tube 3/4"x60" | Consumable-2761
__export__.product_template_22505 | 22505 | Globe Valve 15mm one side flanged | TRM-0881 (Godown Block-A)
__export__.product_template_22506 | 22506 | Globe Valve 25mm both side flanged | TRM-0882 (Godown Block-A) + RACK-9
__export__.product_template_22507 | 22507 | Globe Valve 25mm One side flanged | TRM-0883 (Godown Block-A)
__export__.product_template_22503 | 22503 | Globe Valve 50mm both side Flanged | TRM-0879 (Godown Block-A)
__export__.product_template_22504 | 22504 | Globe Valve 50mm one side flanged, | TRM-0880 (Godown Block-A)
__export__.product_template_11953 | 11953 | Globe Valve Double Flanged Locking & Indication | TRM-0260 (Godown Block-A)
__export__.product_template_23376 | 23376 | Glucose test Strip | Consumable-2659
__export__.product_template_19361 | 19361 | Gozal 6" | Consumable-1914
__export__.product_template_23770 | 23770 | Grean Pore 1" | Consumable-5472
__export__.product_template_17560 | 17560 | Grease | Consumable-0113
__export__.product_template_17767 | 17767 | Grease Gun | Consumable-0320
__export__.product_template_17561 | 17561 | Grease High Temperature | Consumable-0114
__export__.product_template_21850 | 21850 | Green Strip | Consumable-2397
__export__.product_template_17310 | 17310 | Grinding Disk | SP Parts-0176
__export__.product_template_17449 | 17449 | Grinding Disk 4" | Consumable-0002
__export__.product_template_17703 | 17703 | Grinding Disk 7" | Consumable-0256
__export__.product_template_18847 | 18847 | Grinding Disk High 6" Dimond | Consumable-1400
__export__.product_template_17906 | 17906 | Grinding Disk High Speed 8" | Consumable-0459
__export__.product_template_18286 | 18286 | Grinding Machine 4" | Consumable-0839
__export__.product_template_24157 | 24157 | Grinding Machine 4"
__export__.product_template_18533 | 18533 | Grinding M/C 7" | Consumable-1086
__export__.product_template_17954 | 17954 | Grinding M/C Rotor 4" | Consumable-0507
__export__.product_template_18439 | 18439 | Grinding M/C Rotter | Consumable-0992
__export__.product_template_18919 | 18919 | Grinding Stone (6"X1") | Consumable-1472
__export__.product_template_17565 | 17565 | Gripper 10" | Consumable-0118
__export__.product_template_18723 | 18723 | Grounding Wire | Consumable-1276
__export__.product_template_23353 | 23353 | Guard Nipple 1/4" | Consumable-2642
__export__.product_template_24121 | 24121 | Gum Boot
__export__.product_template_17876 | 17876 | Gum Boot | Consumable-0429
__export__.product_template_18886 | 18886 | Guti (36 No) | Consumable-1439
__export__.product_template_18887 | 18887 | Guti (40 No) | Consumable-1440
__export__.product_template_18104 | 18104 | Guti Cotton | Consumable-0657
__export__.product_template_18888 | 18888 | Guti Handle 18" | Consumable-1441
__export__.product_template_17959 | 17959 | Guti Set | Consumable-0512
__export__.product_template_19136 | 19136 | Habasit Belt | Consumable-1689
__export__.product_template_17736 | 17736 | Hacksaw Blade | Consumable-0289
__export__.product_template_17909 | 17909 | Hack Saw Frame | Consumable-0462
__export__.product_template_18062 | 18062 | Half Round File 12" | Consumable-0615
__export__.product_template_18624 | 18624 | Half Round File 8" | Consumable-1177
__export__.product_template_22463 | 22463 | Hammer Drill Bit 18mm | Consumable-2631
__export__.product_template_22451 | 22451 | Hammer Drill M/C 13-24mm (Model HR-2470) | Consumable-2629
__export__.product_template_18738 | 18738 | Hammer Drill M/C 24mm | Consumable-1291
__export__.product_template_17612 | 17612 | Hand Blower M/C | Consumable-0165
__export__.product_template_22421 | 22421 | Hand cable Punch 1.5rm-10rm | Consumable-2612
__export__.product_template_17864 | 17864 | Hand Cable Punch M/C 0-16rm | Consumable-0417
__export__.product_template_17547 | 17547 | Hand Drill Machine 0.5", 710W, Brand: DeWalt (DWD024). | Consumable-0100
__export__.product_template_17548 | 17548 | Hand Drill Machine Carbon | Consumable-0101
__export__.product_template_22422 | 22422 | Hand Drill M/C 1.5mm-13mm | Consumable-2613
__export__.product_template_17465 | 17465 | Hand Gloves Acid Proof | Consumable-0018
__export__.product_template_17463 | 17463 | Hand Gloves Big | Consumable-0016
__export__.product_template_17462 | 17462 | Hand Gloves Cotton | Consumable-0015
__export__.product_template_17868 | 17868 | Hand Gloves Electric | Consumable-0421
__export__.product_template_17461 | 17461 | Hand Gloves Leather | Consumable-0014
__export__.product_template_22728 | 22728 | Hand Gloves One Time (Surgical) | Consumable-2691
__export__.product_template_17464 | 17464 | Hand Gloves Small | Consumable-0017
__export__.product_template_22420 | 22420 | Hand Punch/Cable Lug Punch 6rm-50rm | Consumable-2611
__export__.product_template_22744 | 22744 | Hand Sanitizer | Consumable-2698
__export__.product_template_17559 | 17559 | Hand Skin | Consumable-0112
__export__.product_template_22408 | 22408 | Hand Towel | Consulmable-2603
__export__.product_template_21784 | 21784 | Hand Towel Tissue | Consumable-2381
__export__.product_template_18347 | 18347 | Hand Trolly 3ton (Length 1365mm, Wide-450mm, Handle Hight 430mm) | Consumable-0900
__export__.product_template_24015 | 24015 | Hand Trolly 3ton (Length 1365mm, Wide-450mm, Handle Hight 430mm)
__export__.product_template_24273 | 24273 | Hand wash
__export__.product_template_25491 | 25491 | Hand wash | Consumable-5718
__export__.product_template_21782 | 21782 | Hand Wash (5liter) | Consumable-2379
__export__.product_template_22793 | 22793 | Hand Wash Pump | Consumable-2705
__export__.product_template_24274 | 24274 | Hand Wash Refill pack
__export__.product_template_25492 | 25492 | Hand Wash Refill pack | Consumable-5719
__export__.product_template_18809 | 18809 | Hanging Weight Scale 2000kg | Consumable-1362
__export__.product_template_17771 | 17771 | Hard Craft Electrode 3.2mm | Consumable-0324
__export__.product_template_17913 | 17913 | Hard Craft Electrode 4.0mm | Consumable-0466
__export__.product_template_22722 | 22722 | Hard Disk (WD Green Sata) 240GB | Consumable-2690
__export__.product_template_18065 | 18065 | Hardener Putting | TRM-0618
__export__.product_template_23436 | 23436 | Hardisk (SSD) 128GB | Consumable-2708
__export__.product_template_18214 | 18214 | Hardner | Consumable-0767
__export__.product_template_19237 | 19237 | Hardner EH412 | Consumable-1790
__export__.product_template_17338 | 17338 | Hardner EH75B | SP Parts-0204
__export__.product_template_21780 | 21780 | Harpic | Consumable-2377
__export__.product_template_22175 | 22175 | Hashbolt | Consumable-2545
__export__.product_template_22811 | 22811 | Haxisol 250ml | Consumable-2714
__export__.product_template_22805 | 22805 | Haxisol 50ML | Consumable-2708
__export__.product_template_21777 | 21777 | HDMI Rubber Cable | Consumable-2374
__export__.product_template_17379 | 17379 | Head Assembly Guillo And Folder Platen Pins Kit | SP Parts-0245
__export__.product_template_23567 | 23567 | Head Phone | Consumable-2817
__export__.product_template_36609 | 36609 | Head Seal ((100 ltr size compressor)
__export__.product_template_17558 | 17558 | Head Skin | Consumable-0111
__export__.product_template_17395 | 17395 | Heater (10kw,3phase) | SP Parts-0261
__export__.product_template_18540 | 18540 | Heater 2kw | Consumable-1093
__export__.product_template_18441 | 18441 | Heater 3kw | Consumable-0994
__export__.product_template_18637 | 18637 | Heater 600v | Consumable-1190
__export__.product_template_22489 | 22489 | Heater 9kw | Consumable-2640
__export__.product_template_18393 | 18393 | Heater as per sample | Consumable-0946
__export__.product_template_18277 | 18277 | Heater Coil 2.5kw | Consumable-0830
__export__.product_template_17511 | 17511 | Heater Coil 2kw | Consumable-0064
__export__.product_template_18276 | 18276 | Heater Coil 3kw | Consumable-0829
__export__.product_template_19284 | 19284 | Heater Coil 4kw | Consumable-1837
__export__.product_template_18239 | 18239 | Heater Dry 1000w | Consumable-0792
__export__.product_template_21904 | 21904 | Heater for Polythene Bag Seling M/C | Consumable-2593
__export__.product_template_24162 | 24162 | Heater roller (Toshiba 3008A Printer)
__export__.product_template_19024 | 19024 | Heat Gun 2000W | Consumable-1577
__export__.product_template_22746 | 22746 | Heating Chamber with Heaters & Electric Control Panel | SP-Parts-0857
__export__.product_template_17392 | 17392 | Heating Tube | SP Parts-0258
__export__.product_template_22637 | 22637 | Heat Proof Ampere Tube | Consumable-2662
__export__.product_template_18274 | 18274 | Heat Proof Cable 1X10rm | Consumable-0827
__export__.product_template_18275 | 18275 | Heat Proof Cable 1X6rm | Consumable-0828
__export__.product_template_22233 | 22233 | Heat Proof Cable (2x4rm) | Consumable-2561
__export__.product_template_19190 | 19190 | Heat Proof Cloth | Consumable-1743
__export__.product_template_18047 | 18047 | Heat Proof Cotton Tape | Consumable-0600
__export__.product_template_18234 | 18234 | Heat Proof Paper | Consumable-0787
__export__.product_template_19216 | 19216 | Heat Proof Pipe | Consumable-1769
__export__.product_template_36602 | 36602 | Heat Proof Tap 1"
__export__.product_template_36631 | 36631 | Heat Proof Tap 10no (Leather paper)
__export__.product_template_23499 | 23499 | Heat Proof Tape | Consumable-2747
__export__.product_template_22638 | 22638 | Heat Proof Tube 10no | Consumable-2716
__export__.product_template_36632 | 36632 | Heat Proof Tube 8no
__export__.product_template_21727 | 21727 | Heat Proof Varnish | Consumable-2344
__export__.product_template_23072 | 23072 | Heat Rollar (for Printer use) | Consumable-2841
__export__.product_template_21940 | 21940 | Heatshrink Kit 11KV, Indoor 120-150rm | Sub-Station-0290
__export__.product_template_21839 | 21839 | Heatshrink Kit 11KV, Indoor 70-95rm | Sub-Station-257
__export__.product_template_21939 | 21939 | Heatshrink Kit 11KV, Outdoor 120-150rm | Sub-Station-0289
__export__.product_template_21838 | 21838 | Heatshrink Kit 11KV, Outdoor 70-95rm | Sub-Station-256
__export__.product_template_11815 | 11815 | Heat Shrink Kit (95-120rm) Outdoor 1set, Indoor 3set | TRM-0122
__export__.product_template_22790 | 22790 | Heat Shrink Kits 11 KV, 70rm, (Indoor 1 & Outdoor 1) | Sub-Station-0476
__export__.product_template_22771 | 22771 | Heat Shrink Kits 11KV, Indoor 70-95rm, Rychem | Sub-Station-0471
__export__.product_template_22770 | 22770 | Heat Shrink Kits 11KV, Outdoor 70-95rm, Rychem | Sub-Station-0470
__export__.product_template_20913 | 20913 | Heatsink-10X20mm-R-Y-B | Sub-Station-0182
__export__.product_template_20914 | 20914 | Heatsink-15X30mm-R-Y-B | Sub-Station-0183
__export__.product_template_20919 | 20919 | Heatsink-20X100mm-R-Y-B-Blk | Sub-Station-0188
__export__.product_template_20915 | 20915 | Heatsink-20X40mm-Green | Sub-Station-0184
__export__.product_template_20916 | 20916 | Heatsink-20X40mm-R-Y-B | Sub-Station-0185
__export__.product_template_20917 | 20917 | Heatsink-25X50mm-R-Y-B | Sub-Station-0186
__export__.product_template_20918 | 20918 | Heatsink-30X60mm-R-Y-B | Sub-Station-0187
__export__.product_template_20912 | 20912 | Heatsink/Copper Bar Tube-6X12mm-R-Y-B | Sub-Station-0181
__export__.product_template_18731 | 18731 | Heat Sink Insulator 80mm | Consumable-1284
__export__.product_template_17957 | 17957 | Helmet Blue | Consumable-0510
__export__.product_template_17701 | 17701 | Helmet Sky Blue | Consumable-0254
__export__.product_template_17875 | 17875 | Helmet White | Consumable-0428
__export__.product_template_17489 | 17489 | Helmet Yellow | Consumable-0042
__export__.product_template_17600 | 17600 | Helogen Bulb | Consumable-0153
__export__.product_template_17535 | 17535 | Helogen Shade | Consumable-0088
__export__.product_template_22824 | 22824 | Helogen Tube Light 400W | Consumable-2722
__export__.product_template_19039 | 19039 | Hexagonal Bar | Consumable-1592
__export__.product_template_22894 | 22894 | Hexagonal Brass Bar (OD-16mm,Length-1000mm) | TRM-0959
__export__.product_template_19189 | 19189 | Hexagonal Brass Bar (OD-35mm) | TRM-1015
__export__.product_template_21772 | 21772 | Hexagonal Brass Rod | TRM-0798
__export__.product_template_21860 | 21860 | Hexisol | Consumable-2406
__export__.product_template_20753 | 20753 | Hexsonal Brass Bar-30mm | TRM-0370
__export__.product_template_22629 | 22629 | High Commode Flash Kit | Consumale-2658
__export__.product_template_22630 | 22630 | High Commode PVC Cover | Consumable-2659
__export__.product_template_17740 | 17740 | Highlight Pen | Consumable-0293
__export__.product_template_18464 | 18464 | High Pressure Pipe 1" | Consumable-1017
__export__.product_template_18304 | 18304 | High Speed Cutting M/C 16" | Consumable-0857
__export__.product_template_36503 | 36503 | Holder-Pin type
__export__.product_template_36505 | 36505 | Holder (Threat Type)
__export__.product_template_17263 | 17263 | Hold Pawl | SP Parts-0129
__export__.product_template_17264 | 17264 | Hold Pawl SPRG | SP Parts-0130
__export__.product_template_11883 | 11883 | Hole Punch 10mm | TRM-0190
__export__.product_template_11884 | 11884 | Hole Punch 12mm | TRM-0191
__export__.product_template_11885 | 11885 | Hole Punch 16mm | TRM-0192
__export__.product_template_11886 | 11886 | Hole Punch 18mm | TRM-0193
__export__.product_template_23727 | 23727 | Hole Punch 20mm | TRM-5432
__export__.product_template_23728 | 23728 | Hole Punch 22mm | TRM-5433
__export__.product_template_22272 | 22272 | Hole Saw Cutter 15mm | Consumable-2570
__export__.product_template_18848 | 18848 | Hole Saw Cutter 20mm | Consumable-1401
__export__.product_template_18849 | 18849 | Hole Saw Cutter 22mm | Consumable-1402
__export__.product_template_21998 | 21998 | Hole Saw Cutter 23mm | Consumable-2457
__export__.product_template_19402 | 19402 | Hole Saw Cutter 24mm | Consumable-1955
__export__.product_template_17700 | 17700 | Hole Saw Cutter 25mm | Consumable-0253
__export__.product_template_19127 | 19127 | Hole Saw Cutter 29mm | Consumable-1680
__export__.product_template_18053 | 18053 | Hole Saw Cutter 34mm | Consumable-0606
__export__.product_template_19128 | 19128 | Hole Saw Cutter 36mm | Consumable-1681
__export__.product_template_17910 | 17910 | Hole Saw Cutter 38mm | Consumable-0463
__export__.product_template_22061 | 22061 | Hole Saw Cutter 40mm | Consumable-2501
__export__.product_template_19129 | 19129 | Hole Saw Cutter 42mm | Consumable-1682
__export__.product_template_18052 | 18052 | Hole Saw Cutter 48mm | Consumable-0605
__export__.product_template_18750 | 18750 | Hollow Punch Set 2.5-19mm | Consumable-1303
__export__.product_template_24111 | 24111 | Horn
__export__.product_template_11709 | 11709 | Horn Gap | TRM-0016 (Godown Rack-4)
__export__.product_template_17554 | 17554 | Hose Clamp 0.5" | Consumable-0107
__export__.product_template_17553 | 17553 | Hose Clamp 1" | Consumable-0106
__export__.product_template_23363 | 23363 | Hose Clamp 1 1/4" | Consumable-2657
__export__.product_template_17556 | 17556 | Hose Clamp 1.5" | Consumable-0109
__export__.product_template_17557 | 17557 | Hose Clamp 2" | Consumable-0110
__export__.product_template_23025 | 23025 | Hose Clamp 3" | Consumable-2825
__export__.product_template_17555 | 17555 | Hose Clamp 3/4" | Consumable-0108
__export__.product_template_18596 | 18596 | Hose Clamp 4" | Consumable-1149
__export__.product_template_19220 | 19220 | Hose Clamp 6" | Consumable-1773
__export__.product_template_18169 | 18169 | Hose Pipe 1/2" | Consumable-0722
__export__.product_template_18794 | 18794 | Hose Pipe 5/8" | Consumable-1347
__export__.product_template_18091 | 18091 | Hose Pipe (Black) | Consumable-0644
__export__.product_template_20763 | 20763 | Hose Pipe Clamp-3/4" | TRM-0380
__export__.product_template_18580 | 18580 | Hose Pipe (Red) | Consumable-1133
__export__.product_template_23579 | 23579 | Hotel Rent (For Design Power Transformer) | Consumable-2802
__export__.product_template_23901 | 23901 | Hot Gun | Consumable-5569
__export__.product_template_23590 | 23590 | Hot Oil Resistance Paint (Bright Color) | TRM-0776
__export__.product_template_22494 | 22494 | Hot Rolled Steel 3X1200mm (Prime Quality) | TRM-0871
__export__.product_template_22495 | 22495 | Hot Rolled Steel 4X1200mm (Prime Quality) | TRM-0872
__export__.product_template_22496 | 22496 | Hot Rolled Steel 6X1500mm (Prime Quality) | TRM-0873
__export__.product_template_22389 | 22389 | HRC Fuse 100Amp | Consumable-2598
__export__.product_template_19086 | 19086 | HRC Fuse 100 Amp with Base, SIEMENS | Consumable-1639
__export__.product_template_12083 | 12083 | HRC Fuse 16 Amp | Sub-Station-0045
__export__.product_template_12082 | 12082 | HRC Fuse 25 Amp with Base, SIEMENS | Sub-Station-0044
__export__.product_template_12081 | 12081 | HRC Fuse 40 Amp | Sub-Station-0043
__export__.product_template_22358 | 22358 | HRC Fuse 50A with Base, SIEMENS | Sub-Station-0402
__export__.product_template_12080 | 12080 | HRC Fuse 80 Amp | Sub-Station-0042
__export__.product_template_22652 | 22652 | HRC Fuse Base 100A | Consumable-2667
__export__.product_template_12084 | 12084 | HRC Fuse with base 10 Amp | Sub-Station-0046
__export__.product_template_22789 | 22789 | HRC Fuse with base 20A | Sub-Station-0475
__export__.product_template_22788 | 22788 | HRC Fuse with base 63A | Sub-Station-0474
__export__.product_template_17752 | 17752 | H.S.S Bar 1/2"X6" | Consumable-0305
__export__.product_template_17753 | 17753 | H.S.S Bar 1/4"X6" | Consumable-0306
__export__.product_template_17995 | 17995 | H.S.S Cutting Tools 1/2" | Consumable-0548
__export__.product_template_17994 | 17994 | H.S.S Cutting Tools 1/4" | Consumable-0547
__export__.product_template_23735 | 23735 | H.S.S Thread Tap 10mm (M10) | Consumable-5440
__export__.product_template_23736 | 23736 | H.S.S Thread Tap 12mm (M12) | Consumable-5441
__export__.product_template_20754 | 20754 | HT Aluminum Support-12mm | TRM-0371
__export__.product_template_11717 | 11717 | HT Bushing | TRM-0024
__export__.product_template_11730 | 11730 | HT Bushing (10-12kv/250Amp) | TRM-0037
__export__.product_template_22551 | 22551 | HT Bushing (10MVA), 30NF630 ISOLATOR 900KRP (30NF630900) | TRM-0906
__export__.product_template_11775 | 11775 | HT Bushing (12kv/250amp) | TRM-0082 (GODOWN BLOCK-D)
__export__.product_template_20757 | 20757 | HT Bushing-250A, 12KV | TRM-0374
__export__.product_template_22520 | 22520 | HT Bushing (33-36/250A) | TRM-0896
__export__.product_template_20756 | 20756 | HT Bushing-6000A | TRM-0373
__export__.product_template_21534 | 21534 | HT Bushing Isolator (10MVA), DT30NF630 BSH.SET 900KRP WITH ARC.HORN (2-1700-900-8) | TRM-0451
__export__.product_template_12316 | 12316 | HT Bushing Set 250/400amp (Local) | SRM-0031 (GODOWN BLOCK-D)
__export__.product_template_12444 | 12444 | HT Bushing Set (250/400amps) | SRM-0159
__export__.product_template_22624 | 22624 | HT Cable 95rm 3C (XLPE) Red | Sub-Station-0444
__export__.product_template_22373 | 22373 | HT Cap (5-25KVA) | Consumable-2582
__export__.product_template_20762 | 20762 | HT Casing-10 MVA | TRM-0379
__export__.product_template_22141 | 22141 | HT Coil (1000 KVA-3Phase) | TSFG-HT-01000
__export__.product_template_21665 | 21665 | HT Coil (10/14 MVA-3Phase) | TSFG-HT-000010/14
__export__.product_template_23251 | 23251 | HT Coil (10/14 MVA-3Phase) OLTC | TSFG-HT-000010/14_OLTC
__export__.product_template_22143 | 22143 | HT Coil (1500 KVA-3Phase) | TSFG-HT-01500
__export__.product_template_22268 | 22268 | HT Coil (2000 KVA-3Phase) | TSFG-HT-002000
__export__.product_template_21661 | 21661 | HT Coil (200 KVA-3Phase) | TSFG-HT-0000200
__export__.product_template_22712 | 22712 | HT Coil (200 KVA-3Phase, 33/0.415KV) | TSFG-HT-COIL-200
__export__.product_template_21022 | 21022 | HT Coil (2500 KVA-3Phase) | TSFG-HT-COIL-2500
__export__.product_template_21663 | 21663 | HT Coil (250 KVA-3Phase) | TSFG-HT-0000250
__export__.product_template_21667 | 21667 | HT Coil (3500 KVA-3Phase) | TSFG-HT-00003500
__export__.product_template_21014 | 21014 | HT Coil (500 KVA-3Phase) | TSFG-HT-COIL-500
__export__.product_template_22145 | 22145 | HT Coil (630 KVA-3Phase) | TSFG-HT-00630
__export__.product_template_18898 | 18898 | H.T Coil Winding Machine | Asset-1451
__export__.product_template_11699 | 11699 | HT Connecting Lead with Connector | TRM-0006 (GODOWN RACK-9)
__export__.product_template_23832 | 23832 | HT Connector 10MVA | TRM-885
__export__.product_template_21635 | 21635 | HT Connector 10MVA | TRM-0768
__export__.product_template_22478 | 22478 | HT Connector set (HT Pin 1pcs, Nut 3pcs,Cap 1pcs, Connector Cap 1set 12mm, Washer 1pcs,Lug 1pcs,Screw Bolt 5X10mm 1pcs Nut 5mm 1pcs & HT Rubber Ball/Gutka 1pcs) | TRM-0867
__export__.product_template_20971 | 20971 | HT Copper Strip (100KVA) | SFGHT0008
__export__.product_template_21005 | 21005 | HT Copper strip (3Phase-1000 KVA) | TSFG00069
__export__.product_template_20952 | 20952 | HT Copper Strip (3Phase-1000KVA) | TSFG0008
__export__.product_template_20979 | 20979 | HT Copper Strip (3Phase-10/14 MVA) | TSFG00046
__export__.product_template_20138 | 20138 | HT Copper Strip (3Phase-10 MVA PT) | TSFG00020
__export__.product_template_20972 | 20972 | HT Copper Strip (3Phase-1250 KVA) | TSFG00039
__export__.product_template_20973 | 20973 | HT Copper Strip (3Phase-1500 KVA) | TSFG00040
__export__.product_template_20974 | 20974 | HT Copper Strip (3Phase-2000 KVA) | TSFG00041
__export__.product_template_21556 | 21556 | HT Copper Strip (3Phase-2500 KVA) | TSFG00055
__export__.product_template_20976 | 20976 | HT Copper Strip (3Phase-3000KVA) | TSFG00043
__export__.product_template_20977 | 20977 | HT Copper Strip (3Phase-3500 KVA) | TSFG00044
__export__.product_template_20978 | 20978 | HT Copper Strip (3Phase-5/6.25 MVA) | TSFG00045
__export__.product_template_20950 | 20950 | HT Copper Strip (50KVA) | SFGHT0006
__export__.product_template_20951 | 20951 | HT Copper Strip (75KVA) | SFGHT0007
__export__.product_template_22093 | 22093 | HT CT 40/5A,class:0.5 (3nos) | Sub-Station-0313
__export__.product_template_22374 | 22374 | HT Eye Nut Bolt (5-25KVA) | Consumable-2583
__export__.product_template_11700 | 11700 | HT Gasket | TRM-0007
__export__.product_template_21430 | 21430 | HT Gasket (In dia-62-65mm, Out dia-103-105mm) | TRM-0347
__export__.product_template_22679 | 22679 | HT & LT Cable (Out Source) | Sub-Station Finish Good-0005
__export__.product_template_23646 | 23646 | HT & LT Cable_PEB/PO/2023/4/13947 | HT-LT-Cable
__export__.product_template_12328 | 12328 | HT Lug 16rm | SRM-0043
__export__.product_template_12361 | 12361 | HT Lug 25rm | SRM-0076
__export__.product_template_12327 | 12327 | HT Lug 35rm | SRM-0042
__export__.product_template_12323 | 12323 | HT Lug 3rm | SRM-0038 (Godown Rack-1)
__export__.product_template_12324 | 12324 | HT Lug 4rm | SRM-0039
__export__.product_template_18635 | 18635 | HT M/C 5-37.5kva | Consumable-1188
__export__.product_template_12372 | 12372 | HT Pin | SRM-0087
__export__.product_template_11956 | 11956 | HT Pin Set | TRM-0263
__export__.product_template_20761 | 20761 | HT Pin Set-10 MVA | TRM-0378
__export__.product_template_11929 | 11929 | HT Punja Set | TRM-0236
__export__.product_template_11707 | 11707 | HT Ring | TRM-0014
__export__.product_template_24334 | 24334 | HT Ring (50 KVA-4000 KVA) | TRM-5701
__export__.product_template_11701 | 11701 | HT Rubber Ball (Gutka) | TRM-0008 (GODOWN RACK-10)
__export__.product_template_21431 | 21431 | HT rubber ball/HT Gutka (In dia 11mm, Out dia 30mm) | TRM-0348 (RACK-4+10)
__export__.product_template_21471 | 21471 | HT rubber ball/HT Gutka (In dia 15mm, Out dia 35mm) | TRM-0388
__export__.product_template_20759 | 20759 | HT Rubber/Oil Sealer/Gutka-12mm | TRM-0376
__export__.product_template_21438 | 21438 | HT Set 12mm (100KVA) | TRM-0355
__export__.product_template_21439 | 21439 | HT Set 12mm (150KVA) | TRM-0356
__export__.product_template_21444 | 21444 | HT Set 12mm (200 KVA) | TRM-0361
__export__.product_template_21445 | 21445 | HT Set 12mm (250 KVA) | TRM-0362
__export__.product_template_21457 | 21457 | HT Set 12mm (315 KVA) | TRM-0374
__export__.product_template_21448 | 21448 | HT Set 12mm (400KVA) | TRM-0450
__export__.product_template_21456 | 21456 | HT Set 12mm (500 KVA) | TRM-0373
__export__.product_template_21427 | 21427 | HT Set 12mm (50KVA) | TRM-0343
__export__.product_template_21458 | 21458 | HT Set 12mm (630KVA) | TRM-0375
__export__.product_template_21462 | 21462 | HT Set 12mm (750KVA) | TRM-0379
__export__.product_template_21466 | 21466 | HT Set 12mm (800KVA) | TRM-0383
__export__.product_template_21469 | 21469 | HT Set 16mm (1000KVA) | TRM-0386
__export__.product_template_21472 | 21472 | HT Set 16mm (1250 KVA) | TRM-0389
__export__.product_template_21476 | 21476 | HT Set 16mm (1500 KVA) | TRM-0393
__export__.product_template_21479 | 21479 | HT Set 16mm (2000KVA) | TRM-0396
__export__.product_template_21483 | 21483 | HT Set 16mm (2500 KVA) | TRM-0400
__export__.product_template_21489 | 21489 | HT Set 16mm (3000KVA) | TRM-0406
__export__.product_template_21491 | 21491 | HT Set 16mm (3500 KVA) | TRM-0408
__export__.product_template_12016 | 12016 | HT Set 500 KVA | TRM-0323
__export__.product_template_20086 | 20086 | HT Super Enamel Wire(10 KVA) | SSFG0000115
__export__.product_template_20087 | 20087 | HT Super Enamel Wire(15 KVA) | SSFG0000116
__export__.product_template_20958 | 20958 | HT Super Enamel Wire(25 KVA) | SSFG0000125
__export__.product_template_20959 | 20959 | HT Super Enamel Wire(37.5 KVA) | SSFG0000126
__export__.product_template_20997 | 20997 | HT Super Enamel Wire (3Phase-100 KVA) | TSFG00062
__export__.product_template_20998 | 20998 | HT Super Enamel Wire (3Phase-150 KVA) | TSFG00063
__export__.product_template_20134 | 20134 | HT Super Enamel Wire (3Phase-200 KVA) | TSFG00016
__export__.product_template_20136 | 20136 | HT Super Enamel Wire (3Phase-250 KVA) | TSFG00018
__export__.product_template_22333 | 22333 | HT Super Enamel Wire (3Phase-250 KVA_W) | TSFG-HT-SEW-250_W
__export__.product_template_20999 | 20999 | HT Super Enamel Wire (3Phase-315 KVA) | TSFG00064
__export__.product_template_21000 | 21000 | HT Super Enamel Wire (3Phase-400 KVA) | TSFG00065
__export__.product_template_21001 | 21001 | HT Super Enamel Wire (3Phase-500 KVA) | TSFG00066
__export__.product_template_20996 | 20996 | HT Super Enamel Wire (3Phase-50 KVA) | TSFG00061
__export__.product_template_21002 | 21002 | HT Super Enamel Wire (3Phase-630 KVA) | TSFG00067
__export__.product_template_21003 | 21003 | HT Super Enamel Wire (3Phase-750 KVA) | TSFG00068
__export__.product_template_21004 | 21004 | HT Super Enamel Wire (3Phase-800 KVA) | TSFG00069
__export__.product_template_20085 | 20085 | HT Super Enamel Wire(5 KVA) | SSFG0000114
__export__.product_template_20946 | 20946 | HT Super Wire(10KVA) | SFGHT0002
__export__.product_template_20947 | 20947 | HT Super Wire(15KVA) | SFGHT0003
__export__.product_template_20948 | 20948 | HT Super Wire(25KVA) | SFGHT0004
__export__.product_template_20949 | 20949 | HT Super Wire(37.5KVA) | SFGHT0005
__export__.product_template_20961 | 20961 | HT Super Wire (3Phase-100KVA) | TSFG00028
__export__.product_template_20962 | 20962 | HT Super Wire (3Phase-150KVA) | TSFG00029
__export__.product_template_20963 | 20963 | HT Super Wire (3Phase-200 KVA) | TSFG00030
__export__.product_template_20964 | 20964 | HT Super Wire (3Phase-250 KVA) | TSFG00031
__export__.product_template_22332 | 22332 | HT Super Wire (3Phase-250 KVA_W) | TSFG-HT-SW-250_W
__export__.product_template_20965 | 20965 | HT Super Wire (3Phase-315 KVA) | TSFG00032
__export__.product_template_20966 | 20966 | HT Super Wire (3Phase-400KVA) | TSFG00033
__export__.product_template_20967 | 20967 | HT Super Wire (3Phase-500 KVA) | TSFG00034
__export__.product_template_20960 | 20960 | HT Super Wire (3Phase-50KVA) | TSFG00027
__export__.product_template_20968 | 20968 | HT Super Wire (3Phase-630KVA) | TSFG00035
__export__.product_template_20969 | 20969 | HT Super Wire (3Phase-750KVA) | TSFG00036
__export__.product_template_20970 | 20970 | HT Super Wire (3Phase-800KVA) | TSFG00037
__export__.product_template_20945 | 20945 | HT Super Wire(5KVA) | SFGHT0001
__export__.product_template_11260 | 11260 | HT Swiss Gear - LBS | SS-LBS
__export__.product_template_23093 | 23093 | HT Switchgear (11KV ISO)_CEL/SS/0126/662 | SSFG-HT-11KV-ISOLATOR
__export__.product_template_23091 | 23091 | HT Switchgear (1600A VCB)_CEL/SS/0126/662 | SSFG-HT-1600A-VCB
__export__.product_template_22317 | 22317 | HT Switchgear (630A LBS)_CCDL/PUR/2019-20/01 | SSFG-HT-630A-LBS
__export__.product_template_23111 | 23111 | HT Switchgear (630A LBS)_CEL/SS/HK/0113/645 | SSFG-HT-630A -LBS
__export__.product_template_22311 | 22311 | HT Switchgear (630A LBS)_CEL/SS/HK/0303/430 | SSFG-HT-630A-LBS
__export__.product_template_22305 | 22305 | HT Switchgear (630A LBS)_CEL/SS/HK/0707/493 | SSFG-HT-630A-LBS
__export__.product_template_22453 | 22453 | HT Switchgear (630A LBS)_CEL/SS/HK/0718/509 | SSFG-HT-630A-LBS
__export__.product_template_22591 | 22591 | HT Switchgear (630A LBS)_CEL/SS/HK/0926/558 | SSFG-HT-630A-LBS
__export__.product_template_23105 | 23105 | HT Switchgear (630A LBS)_CON/TR/CCCC-S4-01 | SSFG-630A-LBS
__export__.product_template_23642 | 23642 | HT Switchgear (630A LBS)_PEB/PO/2023/4/13947 | SSFG-HT-630A -LBS
__export__.product_template_22697 | 22697 | HT Switchgear (630A LBS)_PO LGED 046 2019 | SSFG-HT-630A-LBS
__export__.product_template_23092 | 23092 | HT Switchgear (630A VCB)_CEL/SS/0126/662 | SSFG-HT-630A-VCB
__export__.product_template_22693 | 22693 | HT Switchgear (630A VCB)_CEL/SS/HK/1118/605 | SSFG-HT-630A-VCB
__export__.product_template_23116 | 23116 | HT Switchgear (630A VCB)_CIL/SS/12/796 | SSFG-HT-630A -VCB
__export__.product_template_22285 | 22285 | HT Switchgear - (630A VCB)_EAL/CEL/MAY20/WO1 | SSFG-HT-630A-VCB
__export__.product_template_23343 | 23343 | HT Switchgear (630A VCB)_GEO/PO/2022/2/7207 | SSFG-HT-630A-VCB
__export__.product_template_11259 | 11259 | HT Switchgear - VCB | SSFG-HT-630A-VCB
__export__.product_template_22675 | 22675 | HT Switchgear - VCB (Out Source) | Sub-Station Finish Good-0001
__export__.product_template_20760 | 20760 | HT Terminal Rod-12X120 mm | TRM-0377
__export__.product_template_22122 | 22122 | Hud Oil | Consumable-2531
__export__.product_template_23715 | 23715 | HV Bushing CT 33KV, CT 400/5 A, 15VA, 5P20 | TRM-5423
__export__.product_template_36597 | 36597 | HV Bushing CT 33KV, CT 400/5 A, 20VA, 0.2 (Metering Class)
__export__.product_template_36689 | 36689 | HV Bushing CT (Spec: 400/5A, 5P20, 20VA) (Size: 135/245/75mm)
__export__.product_template_36627 | 36627 | HV Bushing CT (Spec: LRB-33 400/5A 5P20 20VA) (Size: 145/250x90mm)
__export__.product_template_18901 | 18901 | H.V Coil Mandrel for 10mva (Power Transformer) Dia: 461.5mm Length: 1200mm | Consumable-1454
__export__.product_template_12010 | 12010 | HV Connector 10MVA | TRM-0317 (GODOWN RACK-9)
__export__.product_template_23951 | 23951 | HV Copper Strip (PICC) 11.00x3.00 (PC 0.5):11.50x3.50 | TRM-HV-Cu-Strip
__export__.product_template_24181 | 24181 | HV Copper Strip (PICC) 11.00x3.00 (PC 0.5):11.50x3.50] TRM-HV-Cu-Strip
__export__.product_template_23588 | 23588 | HV Copper Strip (PICC) 12.10x3.0 (PC 0.5):12.60x3.5 | TRM-HV-Cu-Strip
__export__.product_template_23950 | 23950 | HV Copper Strip (PICC) 13.00x2.50 (PC 0.5):13.50x3.00 | TRM-HV-Cu-Strip
__export__.product_template_24175 | 24175 | HV Copper Strip (PICC) 13.00x2.50 (PC 0.5):13.50x3.00] TRM-HV-Cu-Strip
__export__.product_template_36464 | 36464 | HV Copper Strip (PICC) 9.80x3.10 (PC 0.5):10.30x3.60
__export__.product_template_23864 | 23864 | HV Copper Strip (PICC) 9.80x3.10 (PC 0.5):10.30x3.60 | TRM-5544
__export__.product_template_23587 | 23587 | HV Copper Strip (Triple Bunch) 12.60x2.00 (PC 0.3+0.4):13.30x7.38 | TRM-HV-Cu-Strip
__export__.product_template_23863 | 23863 | HV Copper Strip (Triple Bunch) 12.80x1.70 (PC 0.3+0.3):13.40x6.38 | TRM-5543
__export__.product_template_24102 | 24102 | HV Copper Strip (Triple Bunch) 12.80x1.70 (PC 0.3+0.3):13.40x6.38
__export__.product_template_11962 | 11962 | HV ID Cylinder 3X802X2090mm | TRM-0269 (Godown Block-A)
__export__.product_template_20749 | 20749 | HV ID Cylinder (3X804X2115)mm | TRM-0366
__export__.product_template_11819 | 11819 | HV Lightning Arrester 33kv, 10kap | TRM-0126
__export__.product_template_21623 | 21623 | HV & LV Connector 1000KVA (HV 16mm dia & LV 36mm dia) | TRM-00387
__export__.product_template_21624 | 21624 | HV & LV Connector 630KVA (HV 16mm dia & LV 28mm dia) | TRM-0762
__export__.product_template_19028 | 19028 | Hydraulic Bending Machine | Consumable-1581
__export__.product_template_21629 | 21629 | Hydraulic Cable Socket Punch Machine (0-300/400rm) | Consumable-0765
__export__.product_template_22120 | 22120 | Hydraulic Filter | SP Parts-0296
__export__.product_template_24065 | 24065 | Hydraulic Filter (67502-26600-71-OEM)
__export__.product_template_24118 | 24118 | Hydraulic Filter (67502-26600-71-OEM)
__export__.product_template_24048 | 24048 | Hydraulic Filter 67502-36760-71-OEM
__export__.product_template_22424 | 22424 | Hydraulic Hand Punch M/C 16-400rm | Consumable-2615
__export__.product_template_23992 | 23992 | Hydraulic High Pressure Hose Pipe
__export__.product_template_23589 | 23589 | Hydraulic Jack with Power Pack | Consumable-2808
__export__.product_template_18501 | 18501 | Hydraulic Jock fittings | Consumable-1054
__export__.product_template_17735 | 17735 | Hydraulic Oil | Consumable-0288
__export__.product_template_24080 | 24080 | Hydraulic Oil (SOIL-ISO VG-32)
__export__.product_template_24142 | 24142 | Hydraulic Oil (SOIL-ISO VG-32)
__export__.product_template_18797 | 18797 | Hydraulic Pipe | Consumable-1350
__export__.product_template_22644 | 22644 | Hydraulic Pipe | Consumable-2663
__export__.product_template_36507 | 36507 | Hydraulic Pipe with fitting (D-1", L-6')
__export__.product_template_24237 | 24237 | Hydraulic Pump Body W/Drive Shaft Machining
__export__.product_template_23199 | 23199 | Hydraulic Pump O/H Kit | Consumable-2903
__export__.product_template_22645 | 22645 | Hydraulic Regulator | Consumable-2660
__export__.product_template_19004 | 19004 | Hydraulic Trolly Powder Coating Spray Gun | Consumable-1557
__export__.product_template_17852 | 17852 | Hydrotrac C114 | Consumable-0405
__export__.product_template_18565 | 18565 | Hydrotreat C2100 | Consumable-1118
__export__.product_template_18566 | 18566 | Hydrotreat C2150 | Consumable-1119
__export__.product_template_23276 | 23276 | Hyperoxide | Consumable-2959
__export__.product_template_11731 | 11731 | I Beam (200X100X8mm) | TRM-0038
__export__.product_template_22209 | 22209 | I Bolt 10mm | Sub-Station-0362
__export__.product_template_21941 | 21941 | I Bolt for Panel Carrying 12mm Bolt | Sub-Station-0291
__export__.product_template_17697 | 17697 | IC 324N | Consumable-0250
__export__.product_template_23455 | 23455 | Icecool Max Cream | Consumable-2718
__export__.product_template_23375 | 23375 | Ice Koll Cream | Consumable-2658
__export__.product_template_21849 | 21849 | Icykool | Consumable-2396
__export__.product_template_19019 | 19019 | ID Card | Consumable-1572
__export__.product_template_23006 | 23006 | ID Card Clip | Consumable-2808
__export__.product_template_18508 | 18508 | ID Card Cover | Consumable-1061
__export__.product_template_18489 | 18489 | ID Card Ribbon | Consumable-1042
__export__.product_template_21928 | 21928 | IDMT Relay (ABB-REJ601) | Sub-Station-0278
__export__.product_template_23285 | 23285 | IDMT Relay, Mode-REL 10000, P111 basic, Schneider | Sub-Station-0545
__export__.product_template_17413 | 17413 | IGBT | SP Parts-0279
__export__.product_template_22968 | 22968 | IGBT (CM100DY-24A) | Consumable-2797
__export__.product_template_22387 | 22387 | Impeller 1HP, 1"-0 | Consumable-2596
__export__.product_template_22919 | 22919 | Impulse Voltage Generator With Standard Accessories | Asset-Imported Plant & Machinery-0001
__export__.product_template_12052 | 12052 | Indactor Lamp 110V (R+Y+B), Best Quality | Sub-Station-0014
__export__.product_template_12099 | 12099 | Indactor Lamp 220V (R+Y+B) Best Quality | Sub-Station-0061
__export__.product_template_22125 | 22125 | Index file | Consumable-2532
__export__.product_template_23819 | 23819 | Indication Lamp with Hooter | Sub-Station-5513
__export__.product_template_17717 | 17717 | Indicator lamp | Consumable-0270
__export__.product_template_22216 | 22216 | Indicator Lamp 220V, AC, (G) | Sub-Station-0369
__export__.product_template_24035 | 24035 | Indicator lamp 220V (RED)
__export__.product_template_21811 | 21811 | Indicator Lamp AC, 110V | Sub-Station-231
__export__.product_template_21930 | 21930 | Indicator Lamp DC, 110V, (R+Y+B) Schneider | Sub-Station-0280
__export__.product_template_12053 | 12053 | Indicator Lamp Green, Best Quality | Sub-Station-0015
__export__.product_template_18335 | 18335 | Induction Motor 1.5kw, 3phase, 1400rpm | Consumable-0888
__export__.product_template_23464 | 23464 | Induction Motor (1.5kw,440v, rpm-940) | Consumable-2723
__export__.product_template_19029 | 19029 | Induction Motor 1HP | Consumable-1582
__export__.product_template_18935 | 18935 | Induction Motor 5.5kw, 7.5HP, 1100 RPM with Break Coil System | SP Parts-1488
__export__.product_template_19018 | 19018 | Induction Motor 7.5kw | Consumable-1571
__export__.product_template_22068 | 22068 | Induction Motor (Brand Primo, YAA34/XV-292,0.75kw,1390rpm,1.80amp, Star connection, Shaft dia 19mm, 3phase) | Consumable-2506
__export__.product_template_17378 | 17378 | Inductive Proximity Switch | SP Parts-0244
__export__.product_template_22253 | 22253 | Inductive Prox Switch | SP Parts-0304
__export__.product_template_12023 | 12023 | Industrial Cooling Fan | TRM-0330 (Godown Block-A+RACK-11)
__export__.product_template_19137 | 19137 | Industrial Exhaust Fan | Consumable-1690
__export__.product_template_17318 | 17318 | Industrial Fan (Cooling) | TRM-0797
__export__.product_template_23060 | 23060 | Industrial Plug & Socket (32-40A) 5pin Best Quality | Sub-Station-0549
__export__.product_template_23740 | 23740 | Industrial Socket and Plug | Consumable-5445
__export__.product_template_19403 | 19403 | Infrared Thermometer | Consumable-1956
__export__.product_template_18487 | 18487 | Injector | Consumable-1040
__export__.product_template_24280 | 24280 | Ink for Auto seal
__export__.product_template_25493 | 25493 | Ink for Auto seal | Consumable-5720
__export__.product_template_23452 | 23452 | Ink (for Seal pad use) | Consumable-2716
__export__.product_template_23531 | 23531 | Inkjet Glassy 12"x10" | Consumable-2772
__export__.product_template_17859 | 17859 | Inner Circlip 35mm | Consumable-0412
__export__.product_template_17860 | 17860 | Inner Circlip 40mm | Consumable-0413
__export__.product_template_36502 | 36502 | In Register book for security gate
__export__.product_template_17633 | 17633 | Inside Caliper 12" | Consumable-0186
__export__.product_template_18134 | 18134 | Inside Caliper 24" | Consumable-0687
__export__.product_template_19348 | 19348 | Instant Heater | Consumable-1901
__export__.product_template_23943 | 23943 | Insulation | Consumable-5603
__export__.product_template_11868 | 11868 | Insulation Adhesive Gum P-80 | TRM-0175 (Godown Rack-4)
__export__.product_template_11721 | 11721 | Insulation Adhesive Gum Tape | TRM-0028
__export__.product_template_22519 | 22519 | Insulation Adhesive P-80 | TRM-0895
__export__.product_template_22016 | 22016 | Insulation Cotton, 20x400x400- Spare parts of Annealing Furnace | SP Parts-0290
__export__.product_template_19418 | 19418 | Insulation Foam/Sheet | Consumable-1971
__export__.product_template_20764 | 20764 | Insulation Gum/DA-CO Gum | TRM-0381
__export__.product_template_20765 | 20765 | Insulation Gum/Electric Gum | TRM-0382
__export__.product_template_12319 | 12319 | Insulation Paper 0.05mm | SRM-0034 (GODOWN BLOCK-G)
__export__.product_template_12317 | 12317 | Insulation Paper 0.08mm | SRM-0032 (GODOWN BLOCK-G)
__export__.product_template_12318 | 12318 | Insulation Paper 0.08mm Diamond | SRM-0033 (GODOWN BLOCK-G)
__export__.product_template_23833 | 23833 | Insulation Pipe 3/4" | Consumable-5525
__export__.product_template_23834 | 23834 | Insulation Pipe 3/8" | Consumable-5526
__export__.product_template_22080 | 22080 | Insulation Supporter 1500A | Sub-Station-0301
__export__.product_template_22079 | 22079 | Insulation Supporter 300A | Sub-Station-0300
__export__.product_template_18690 | 18690 | Insulation Tester | Consumable-1243
__export__.product_template_22048 | 22048 | Insulation Tube 0.5" | Consumable-2494
__export__.product_template_22049 | 22049 | Insulation Tube 1/4" | Consumable-2495
__export__.product_template_20766 | 20766 | Insulation Varnish | TRM-0383
__export__.product_template_18183 | 18183 | Insulator | Consumable-0736
__export__.product_template_18726 | 18726 | Insulator 11kv | Consumable-1279
__export__.product_template_18716 | 18716 | Insulator 1.5" | Consumable-1269
__export__.product_template_22154 | 22154 | Insulator 2" | Sub-Station-0338
__export__.product_template_19052 | 19052 | Insulator 20kva | Consumable-1605
__export__.product_template_22089 | 22089 | Insulator 2.5" | Sub-Station-0309
__export__.product_template_17595 | 17595 | Insulator 2"X2.5" | Consumable-0148
__export__.product_template_18242 | 18242 | Insulator 3"X3.5" | Consumable-0795
__export__.product_template_20927 | 20927 | Insulator Bus-HT- 12X80mm | Sub-Station-0196
__export__.product_template_24105 | 24105 | Insulator, Engine Mounting (12361-26601-71-OEM)
__export__.product_template_24238 | 24238 | INSULATOR, ENGINE MOUNTING (12361-26601-71-OEM)
__export__.product_template_20926 | 20926 | Insulator-HT- 5.5"/2.5" | Sub-Station-0195
__export__.product_template_20925 | 20925 | Insulator-HT- S/M-80/80 | Sub-Station-0194
__export__.product_template_18182 | 18182 | Insulator Seperator 2.5"X2.5" | Consumable-0735
__export__.product_template_20924 | 20924 | Insulator- S/M-100/50 | Sub-Station-0193
__export__.product_template_20920 | 20920 | Insulator- S/M-25 | Sub-Station-0189
__export__.product_template_20923 | 20923 | Insulator- S/M-35 | Sub-Station-0192
__export__.product_template_20922 | 20922 | Insulator- S/M-50 | Sub-Station-0191
__export__.product_template_20921 | 20921 | Insulator- S/M-7120/60 | Sub-Station-0190
__export__.product_template_36526 | 36526 | Insurance cost
__export__.product_template_36463 | 36463 | Insurance Cost
__export__.product_template_23528 | 23528 | Insurance (Service Type) | Consumable-2671
__export__.product_template_24264 | 24264 | Intaf Polygalas Tape Class (F 0.33mm) | TRM-0259 (GODOWN RACK-5)
__export__.product_template_11869 | 11869 | Intaf Polyglass Tape | TRM-0176
__export__.product_template_11870 | 11870 | Intaf Putty H-200 | TRM-0177
__export__.product_template_19417 | 19417 | Internal Gear | Consumable-1970
__export__.product_template_23580 | 23580 | Internal Transport Conveyance (For Design Power Transformer) | Consumable-2803
__export__.product_template_19285 | 19285 | Inverter | Consumable-1838
__export__.product_template_24270 | 24270 | Inverter (4.0KW, Input-3PH/10.5A. 380V, Output-3PH/9.0A, Frequency Range: OHz-600Hz)
__export__.product_template_18123 | 18123 | I.O.U Book | Consumable-0676
__export__.product_template_18362 | 18362 | Iron Drill Bit 0.5" | Consumable-0915
__export__.product_template_17988 | 17988 | Iron Drill Bit 10.5mm | Consumable-0541
__export__.product_template_18064 | 18064 | Iron Drill Bit 10mm | Consumable-0617
__export__.product_template_17825 | 17825 | Iron Drill Bit 11/16" | Consumable-0378
__export__.product_template_18105 | 18105 | Iron Drill Bit 11mm | Consumable-0658
__export__.product_template_18107 | 18107 | Iron Drill Bit 12.5mm | Consumable-0660
__export__.product_template_18106 | 18106 | Iron Drill Bit 12mm | Consumable-0659
__export__.product_template_17673 | 17673 | Iron Drill Bit 13mm | Consumable-0226
__export__.product_template_18109 | 18109 | Iron Drill Bit 1/4" | Consumable-0662
__export__.product_template_23835 | 23835 | Iron Drill bit 14.5mm | Consumable-5527
__export__.product_template_18026 | 18026 | Iron Drill Bit 14mm | Consumable-0579
__export__.product_template_19268 | 19268 | Iron Drill Bit 15mm | Consumable-1821
__export__.product_template_17989 | 17989 | Iron Drill Bit 16.5mm | Consumable-0542
__export__.product_template_18111 | 18111 | Iron Drill Bit 16mm | Consumable-0664
__export__.product_template_19060 | 19060 | Iron Drill Bit 17mm | Consumable-1613
__export__.product_template_18110 | 18110 | Iron Drill Bit 1/8" | Consumable-0663
__export__.product_template_18112 | 18112 | Iron Drill Bit 18mm | Consumable-0665
__export__.product_template_18416 | 18416 | Iron Drill Bit 19mm | Consumable-0969
__export__.product_template_17967 | 17967 | Iron Drill Bit 20mm | Consumable-0520
__export__.product_template_17966 | 17966 | Iron Drill Bit 22mm | Consumable-0519
__export__.product_template_18660 | 18660 | Iron Drill Bit 24mm | Consumable-1213
__export__.product_template_17603 | 17603 | Iron Drill Bit 25mm | Consumable-0156
__export__.product_template_18764 | 18764 | Iron Drill Bit 2.5mm | Consumable-1317
__export__.product_template_19036 | 19036 | Iron Drill Bit 28mm | Consumable-1589
__export__.product_template_18834 | 18834 | Iron Drill Bit 2mm | Consumable-1387
__export__.product_template_18363 | 18363 | Iron Drill Bit 30mm | Consumable-0916
__export__.product_template_18108 | 18108 | Iron Drill Bit 3/16" | Consumable-0661
__export__.product_template_18021 | 18021 | Iron Drill Bit 32mm | Consumable-0574
__export__.product_template_17823 | 17823 | Iron Drill Bit 3/4" | Consumable-0376
__export__.product_template_18760 | 18760 | Iron Drill Bit 34mm | Consumable-1313
__export__.product_template_19197 | 19197 | Iron Drill Bit 3.5mm | Consumable-1750
__export__.product_template_18761 | 18761 | Iron Drill Bit 36mm | Consumable-1314
__export__.product_template_17990 | 17990 | Iron Drill Bit 38mm | Consumable-0543
__export__.product_template_17978 | 17978 | Iron Drill Bit 3mm | Consumable-0531
__export__.product_template_18762 | 18762 | Iron Drill Bit 40mm | Consumable-1315
__export__.product_template_18364 | 18364 | Iron Drill Bit 42mm | Consumable-0917
__export__.product_template_18365 | 18365 | Iron Drill Bit 48mm | Consumable-0918
__export__.product_template_17486 | 17486 | Iron Drill Bit 4mm | Consumable-0039
__export__.product_template_17824 | 17824 | Iron Drill Bit 5/8" | Consumable-0377
__export__.product_template_18049 | 18049 | Iron Drill Bit 5mm | Consumable-0602
__export__.product_template_18366 | 18366 | Iron Drill Bit 60mm | Consumable-0919
__export__.product_template_17979 | 17979 | Iron Drill Bit 6mm | Consumable-0532
__export__.product_template_18564 | 18564 | Iron Drill Bit 7.5mm | Consumable-1117
__export__.product_template_17826 | 17826 | Iron Drill Bit 7mm | Consumable-0379
__export__.product_template_17987 | 17987 | Iron Drill Bit 8.5mm | Consumable-0540
__export__.product_template_18054 | 18054 | Iron Drill Bit 8mm | Consumable-0607
__export__.product_template_18050 | 18050 | Iron Drill Bit 9mm | Consumable-0603
__export__.product_template_17929 | 17929 | Iron Hammer 10pound | Consumable-0482
__export__.product_template_17529 | 17529 | Iron Hammer 12Pound | Consumable-0082
__export__.product_template_17526 | 17526 | Iron Hammer 1Pound | Consumable-0079
__export__.product_template_17527 | 17527 | Iron Hammer 2Pound | Consumable-0080
__export__.product_template_17528 | 17528 | Iron Hammer 3Pound | Consumable-0081
__export__.product_template_17766 | 17766 | Iron Hammer 4 Pound | Consumable-0319
__export__.product_template_17930 | 17930 | Iron Hammer 8pound | Consumable-0483
__export__.product_template_22021 | 22021 | I-Shaped Steel Beam 150mmX300mmX7800mm | Consumable-2467
__export__.product_template_22020 | 22020 | I-Shaped Steel Beam 250mmX620mmX7620mm | Consumable-2466
__export__.product_template_19423 | 19423 | Isolator Gang 11kva | Consumable-1976
__export__.product_template_11826 | 11826 | Isolator Radiator Valve | TRM-0133 (GODOWN RACK-9)
__export__.product_template_11951 | 11951 | Isotape 51350 PV3 Class B (0.06X20mm) (3Phase) | TRM-0258
__export__.product_template_11963 | 11963 | IV Cylinder 3X804X2133mm | TRM-0270 (Godown Block-A)
__export__.product_template_11964 | 11964 | IV Cylinder 3X955X1275.108mm | TRM-0271 (Godown Block-A)
__export__.product_template_23268 | 23268 | Jack (For Testing Unit Use) | Consumable-2951
__export__.product_template_12012 | 12012 | Jack Saw Machine | TRM-0319
__export__.product_template_23945 | 23945 | Jain Nut | Consumable-5605
__export__.product_template_23274 | 23274 | Jasso Caine 2x (Medicine) | Consumable-2957
__export__.product_template_11917 | 11917 | Jensolin 2 Pack PU Hardener 4L | TRM-0224
__export__.product_template_24089 | 24089 | Jensolin C/A for Epoxy Hardener
__export__.product_template_11914 | 11914 | Jensolin C/A for Epoxy Hardener | TRM-0221
__export__.product_template_11913 | 11913 | Jensolin Epoxy Z/P Primer | TRM-0220
__export__.product_template_11916 | 11916 | Jensolin Polyurethane Paint New Olive Gray 4L | TRM-0223
__export__.product_template_11911 | 11911 | Jensolin Proctmastic White Base 4L | TRM-0218
__export__.product_template_11912 | 11912 | Jensolin Proctmastic White C/A 4L | TRM-0219
__export__.product_template_24333 | 24333 | Jensolin Thinner T-7 4L | TRM-5700
__export__.product_template_11918 | 11918 | Jensolin Thinner T-8 4L | TRM-0225
__export__.product_template_18245 | 18245 | Jet Powder | Consumable-0798
__export__.product_template_21787 | 21787 | Jet Powder (100) | Consumable-2384
__export__.product_template_18920 | 18920 | J-Hook (4"X2") | Consumable-1473
__export__.product_template_36529 | 36529 | Jhul Jharu
__export__.product_template_17481 | 17481 | Jhut (Wastage Cotton) / Jute | Consumable-0034 (GODOWN RACK-8)
__export__.product_template_18575 | 18575 | Join Flange 2.5" | Consumable-1128
__export__.product_template_11874 | 11874 | Jointless Tank Seal Gasket (RC Sheet Gasket) | TRM-0181 (GODOWN RACK-11)
__export__.product_template_23428 | 23428 | Joint Screw (1") | Consumable-2702
__export__.product_template_36623 | 36623 | Jut | false
__export__.product_template_24185 | 24185 | Jute Sack (18"X24")
__export__.product_template_23729 | 23729 | Jute Sack (18"X24") | Consumable-5434
__export__.product_template_24209 | 24209 | Jute Sack (18"X24")_T
__export__.product_template_18500 | 18500 | Kabling Dhalay | Consumable-1053
__export__.product_template_23188 | 23188 | Karata P/B (For Washroom Use) | Consumable-2896
__export__.product_template_22412 | 22412 | Kartiz | Consumable-2607
__export__.product_template_22971 | 22971 | Kenson 12v7.5A | Consumable-2800
__export__.product_template_17746 | 17746 | Kerosene | Consumable-0299
__export__.product_template_17981 | 17981 | Kerosene Oil | Consumable-0534
__export__.product_template_23451 | 23451 | Key Bag | Consumable-2715
__export__.product_template_23445 | 23445 | Keyboard | Consumable-2719
__export__.product_template_23501 | 23501 | Key (for Forklift) | Consumable-2758
__export__.product_template_23206 | 23206 | King Pin Real Axle | Consumable-2910
__export__.product_template_22112 | 22112 | Kit MTM Transmission | SP Parts-0288
__export__.product_template_22117 | 22117 | Kit Rear Axle Cylinder | SP Parts-0293
__export__.product_template_23282 | 23282 | Knurling Tools Holder | Consumable-2964
__export__.product_template_23938 | 23938 | Korean Putting | Consumable-5600
__export__.product_template_22177 | 22177 | Kraft Paper 0.08mm | TRM-0828
__export__.product_template_11840 | 11840 | Kraft Paper 2mm | TRM-0147
__export__.product_template_11841 | 11841 | Kraft Paper 3mm | TRM-0148
__export__.product_template_11842 | 11842 | Kraft Paper 5mm | TRM-0149
__export__.product_template_20900 | 20900 | KV Meter 11KV, (Analog-Frank) | Sub-Station-0169
__export__.product_template_22090 | 22090 | KV Meter 11KV (Digital Frank) | Sub-Station-0310
__export__.product_template_22942 | 22942 | KV Meter 11KV (Digital-Risesun) | Sub-Station-0502
__export__.product_template_20899 | 20899 | KV meter-Digital-15KV/110V | Sub-Station-0168
__export__.product_template_24021 | 24021 | KV Selector Switch 3PH 3 Wire 10 Amp
__export__.product_template_21805 | 21805 | KV Selector Switch 3PH 4 Wire 7 Position 110V | Sub-Station-226
__export__.product_template_22147 | 22147 | KW Meter, Select, India | Sub-Station-0331
__export__.product_template_23382 | 23382 | Lacrigel Drop | Consumable-2663
__export__.product_template_24284 | 24284 | Laminating paper A4 | Consumable-5704
__export__.product_template_20877 | 20877 | Lamp-110V-Red | Sub-Station-0143
__export__.product_template_20878 | 20878 | Lamp-110V-Yellow | Sub-Station-0144
__export__.product_template_20876 | 20876 | Lamp-220V-Blue | Sub-Station-0142
__export__.product_template_20875 | 20875 | Lamp-220V-Green | Sub-Station-0141
__export__.product_template_20873 | 20873 | Lamp-220V-Red | Sub-Station-0139
__export__.product_template_20874 | 20874 | Lamp-220V-Yellow | Sub-Station-0140
__export__.product_template_24204 | 24204 | Lamp Assy Head 56540-23321-71
__export__.product_template_24210 | 24210 | Lamp Assy Head 56550-23321-71
__export__.product_template_22612 | 22612 | Lamp Batton Holder (Thread Type) | Sub-Station-0439
__export__.product_template_22247 | 22247 | Lamp Frame | Consumable-2564
__export__.product_template_19181 | 19181 | Lamp Shade | Consumable-1734
__export__.product_template_23298 | 23298 | Laptop | Asset-0011
__export__.product_template_24174 | 24174 | Laptop charger 65W, type C
__export__.product_template_23919 | 23919 | Laser Sticker As per Sample | Sub Station-5582
__export__.product_template_18777 | 18777 | Lathe M/C | Consumable-1330
__export__.product_template_23184 | 23184 | Lather (5'x5') | Consumable-2893
__export__.product_template_21769 | 21769 | Laundry Soap | Consumable-2367
__export__.product_template_22341 | 22341 | LBS 630A, 11KV, type with 50A HRC Fuse (ABB) | Sub-Station-0385
__export__.product_template_22276 | 22276 | LBS F&G type, 11KV, 630A, 20KA, with Fuse | Sub-Station-0379
__export__.product_template_21809 | 21809 | LBS F&G Type with 40A Fuse | Sub-Station-230
__export__.product_template_22929 | 22929 | Lead Acid Battery (rechargeable) Volt-12(DC) Carrent 9Amp | Consumable-2786
__export__.product_template_18213 | 18213 | Leather Belt | Consumable-0766
__export__.product_template_23159 | 23159 | Leather Gasket 8.00mm | Consumable-2875
__export__.product_template_17810 | 17810 | Leave Application Form | Consumable-0363
__export__.product_template_22214 | 22214 | LED Bracket Tube Light 3W-1' | Sub-Station-0367
__export__.product_template_22549 | 22549 | LED Driver Power | Consumable-2648
__export__.product_template_23187 | 23187 | LED Flash Light (200w) | Consumable-2895
__export__.product_template_18944 | 18944 | Ledger Book Khata | Consumable-1497
__export__.product_template_22487 | 22487 | LED Lamp 18w | Consumable-2638
__export__.product_template_19200 | 19200 | LED Lamp 7W | Consumable-1753
__export__.product_template_22613 | 22613 | LED Lamp 7W (Thread Type) Super Star/Transtech | Sub-Station-0440
__export__.product_template_22550 | 22550 | LED Light | Consumable-2649
__export__.product_template_23774 | 23774 | LED Light 15W (Thread type) | Consumable-5474
__export__.product_template_23156 | 23156 | LED Light 4" | Consumable-2872
__export__.product_template_17497 | 17497 | LED Light 50w | Consumable-0050
__export__.product_template_22433 | 22433 | LED Light Frame 4' | Consumable-2621
__export__.product_template_23628 | 23628 | LED Light - Round | Consumable-5365
__export__.product_template_23154 | 23154 | LED Light (Tachi Supper) Model 52703wr, Power 3w | Consumable-2870
__export__.product_template_23155 | 23155 | LED Light (Tachi Supper) Model 52709wr, AC 85-265v, Power 9w | Consumable-2871
__export__.product_template_22040 | 22040 | LED Remote | Consumable-2487
__export__.product_template_22151 | 22151 | LED Tube Light 1', 3w | Sub-Station-0335
__export__.product_template_36604 | 36604 | LED Tube Light 4'
__export__.product_template_23726 | 23726 | LED TV Stand | Consumable-5431
__export__.product_template_12068 | 12068 | Legand Plate (Sticker) | Sub-Station-0030
__export__.product_template_22462 | 22462 | Letter Box Set | TC-0005
__export__.product_template_17831 | 17831 | Letter Punch 3mm | Consumable-0384
__export__.product_template_17768 | 17768 | Letter Punch 4mm | Consumable-0321
__export__.product_template_22047 | 22047 | Level Tape | Consumable-2493
__export__.product_template_23683 | 23683 | Lever Arch File | Consumable-5398
__export__.product_template_24191 | 24191 | Lever Arch File
__export__.product_template_24215 | 24215 | Lever Arch File_T
__export__.product_template_23277 | 23277 | Levoxin 500mg | Consumable-2960
__export__.product_template_21683 | 21683 | L-Hook (2.25"X6"X1") | Consumable-2359
__export__.product_template_17267 | 17267 | Lift Arm | SP Parts-0133
__export__.product_template_17308 | 17308 | Lifter Plate (Replacement - Free of Charge) | SP Parts-0174
__export__.product_template_17306 | 17306 | Lifter Plate UCM425 Head | SP Parts-0172
__export__.product_template_17668 | 17668 | Lifting Belt 3ton | Consumable-0221
__export__.product_template_17880 | 17880 | Lifting Belt 5ton | Consumable-0433
__export__.product_template_24126 | 24126 | Lifting Soling Wire (capacity 15MT, Length 5M)
__export__.product_template_17290 | 17290 | Lift Palt | SP Parts-0156
__export__.product_template_22361 | 22361 | Lighting Arrester 11KV, USA/EU Origin | Sub-Station-0405 (Godown Block-A)
__export__.product_template_21837 | 21837 | Lighting Arrestor 11KV | Sub-Station-0254 (Godown Block-A)
__export__.product_template_19323 | 19323 | Lightning Arrester 11kv | Consumable-1876
__export__.product_template_23697 | 23697 | Lightning Arrester 33kv, With insulating bas, Class 2 LA as per BREB spec | TRM-5409
__export__.product_template_22866 | 22866 | Lightning Arrester with clamp 10KV | Sub-Station-0488
__export__.product_template_24060 | 24060 | Lightning Arrestor Box HT
__export__.product_template_24265 | 24265 | Lightning Arrestor Box LT
__export__.product_template_19229 | 19229 | Light Oil | Consumable-1782
__export__.product_template_17845 | 17845 | Limit Switch | Consumable-0398
__export__.product_template_18670 | 18670 | Limit Switch (As per sample) | Consumable-1223
__export__.product_template_23374 | 23374 | Limit Switch (B300/P600) | Consumable-2677
__export__.product_template_18673 | 18673 | Limit Switch HY-P701B | Consumable-1226
__export__.product_template_19239 | 19239 | Limit Switch (Model: ZCK-M1) | Consumable-1792
__export__.product_template_18700 | 18700 | Limit Swtich Small | Consumable-1253
__export__.product_template_22428 | 22428 | Linear Oil Level Indicator/Oil Level Gage | TRM-0860 (GODOWN RACK-9)
__export__.product_template_21896 | 21896 | Liner | Consumable-2425
__export__.product_template_24085 | 24085 | Liner
__export__.product_template_25494 | 25494 | Liquid Glue | Consumable-5721
__export__.product_template_24279 | 24279 | Liquid Glue
__export__.product_template_22752 | 22752 | Lithium Battery | Consumable-2702
__export__.product_template_21791 | 21791 | Lizol Floor cleaner | Consumable-2387
__export__.product_template_18757 | 18757 | L-Key Bolt | Consumable-1310
__export__.product_template_18220 | 18220 | L-Key Bolt 10X25mm | Consumable-0773
__export__.product_template_19083 | 19083 | L-Key Bolt 10X30mm | Consumable-1636
__export__.product_template_18782 | 18782 | L-Key Bolt 10X40mm | Consumable-1335
__export__.product_template_19305 | 19305 | L-key Bolt 10x50mm | Consumable-1858
__export__.product_template_18826 | 18826 | L-Key Bolt 10X50mm | Consumable-1379
__export__.product_template_19297 | 19297 | L-Key Bolt 10X75mm | Consumable-1850
__export__.product_template_18000 | 18000 | L-Key Bolt 12X100mm | Consumable-0553
__export__.product_template_18001 | 18001 | L-Key Bolt 12X125mm | Consumable-0554
__export__.product_template_18002 | 18002 | L-Key Bolt 12X150mm | Consumable-0555
__export__.product_template_18113 | 18113 | L-Key Bolt 12X50mm | Consumable-0666
__export__.product_template_19298 | 19298 | L-Key Bolt 12X75mm | Consumable-1851
__export__.product_template_18005 | 18005 | L-Key Bolt 14X100mm | Consumable-0558
__export__.product_template_18006 | 18006 | L-Key Bolt 14X125mm | Consumable-0559
__export__.product_template_18007 | 18007 | L-Key Bolt 14X150mm | Consumable-0560
__export__.product_template_18974 | 18974 | L-Key Bolt (1/4"X3/4") | Consumable-1527
__export__.product_template_18003 | 18003 | L-Key Bolt 14X50mm | Consumable-0556
__export__.product_template_18004 | 18004 | L-Key Bolt 14X75mm | Consumable-0557
__export__.product_template_18010 | 18010 | L-Key Bolt 16X100mm | Consumable-0563
__export__.product_template_18011 | 18011 | L-Key Bolt 16X125mm | Consumable-0564
__export__.product_template_18012 | 18012 | L-Key Bolt 16X150mm | Consumable-0565
__export__.product_template_18008 | 18008 | L-Key Bolt 16X50mm | Consumable-0561
__export__.product_template_18009 | 18009 | L-Key Bolt 16X75mm | Consumable-0562
__export__.product_template_18975 | 18975 | L-Key Bolt (3/16"X5/8") | Consumable-1528
__export__.product_template_18780 | 18780 | L-Key Bolt 3/8X2" | Consumable-1333
__export__.product_template_22391 | 22391 | L-Key Bolt 4X35mm | Consumable-2600
__export__.product_template_19295 | 19295 | L-Key Bolt 5X25mm | Consumable-1848
__export__.product_template_18806 | 18806 | L-Key Bolt 6X10mm | Consumable-1359
__export__.product_template_18095 | 18095 | L-Key Bolt 6X14mm | Consumable-0648
__export__.product_template_18805 | 18805 | L-Key Bolt 6X16mm | Consumable-1358
__export__.product_template_19273 | 19273 | L-Key Bolt 6X25mm | Consumable-1826
__export__.product_template_18784 | 18784 | L-key Bolt 6X40mm | Consumable-1337
__export__.product_template_19296 | 19296 | L-Key Bolt 6X50mm | Consumable-1849
__export__.product_template_17999 | 17999 | L-Key Bolt 6X75mm | Consumable-0552
__export__.product_template_17998 | 17998 | L-Key Bolt 8X25mm | Consumable-0551
__export__.product_template_18717 | 18717 | L-Key Bolt 8X50mm | Consumable-1270
__export__.product_template_17997 | 17997 | L-Key Bolt 8X75mm | Consumable-0550
__export__.product_template_17613 | 17613 | L-Key Set Inch | Consumable-0166
__export__.product_template_18301 | 18301 | L-Key Set MM | Consumable-0854
__export__.product_template_17222 | 17222 | Load Chain Wheel | SP Parts-0088
__export__.product_template_20904 | 20904 | Lobar/Benealar-4.5" | Sub-Station-0173
__export__.product_template_17584 | 17584 | Lock 2" | Consumable-0137
__export__.product_template_23806 | 23806 | Lock Clamp | Sub-Station-5500
__export__.product_template_19308 | 19308 | Locker (In Dia: 25mm) | Consumable-1861
__export__.product_template_19176 | 19176 | Locker (Sindduk) | Consumable-1729
__export__.product_template_17219 | 17219 | Locking Spirng Pin | SP Parts-0085
__export__.product_template_17585 | 17585 | Lock & Key | Consumable-0138
__export__.product_template_36533 | 36533 | Lock & Key-2.5"
__export__.product_template_11887 | 11887 | Lock Plier 12" | TRM-0194
__export__.product_template_17271 | 17271 | Lock Wear | SP Parts-0137
__export__.product_template_36535 | 36535 | Long rail line erection & fabrication
__export__.product_template_22924 | 22924 | Loratin 10mg | Consumable-2782
__export__.product_template_22922 | 22922 | Losectil Capsul 20mg | Consumable-2781
__export__.product_template_17650 | 17650 | Lotus Swtich | Consumable-0203
__export__.product_template_36550 | 36550 | Low bed fare for Annealing Machine & Others carrying (Prince electricals Ltd, Kanchan To CIL Factory
__export__.product_template_23691 | 23691 | Lowdown | Consumable-5403
__export__.product_template_17457 | 17457 | LP Gas | Consumable-0010
__export__.product_template_24082 | 24082 | LPG Regulator
__export__.product_template_17537 | 17537 | LPG Regulator | Consumable-0090
__export__.product_template_22552 | 22552 | LT Bushing (10MVA), 20NF1000 PORCELAIN (20NF1000) | TRM-0907
__export__.product_template_21572 | 21572 | LT Bushing (1.1kv/1500amp) | TRM-0180
__export__.product_template_11779 | 11779 | LT Bushing (1.1kv/2000-2500amp) | TRM-0086 (GODOWN RACK-9)
__export__.product_template_11776 | 11776 | LT Bushing (1.1kv/250amp) | TRM-0083 (GODOWN BLOCK-D)
__export__.product_template_11780 | 11780 | LT Bushing (1.1kv/3150-4000amp) | TRM-0087 (GODOWN RACK-9)
__export__.product_template_11777 | 11777 | LT Bushing (1.1kv/400amp) | TRM-0084 (GODOWN BLOCK-D)
__export__.product_template_11778 | 11778 | LT Bushing (1.1kv/600amp) | TRM-0085 (GODOWN RACK-9)
__export__.product_template_20767 | 20767 | LT Bushing-400A, 1KV | TRM-0384
__export__.product_template_11704 | 11704 | LT Bushing Ceramic | TRM-0011
__export__.product_template_21595 | 21595 | LT Bushing-Custing Ceramic (1.1kv/5000amp) | TRM-0622
__export__.product_template_22586 | 22586 | LT Bushing Inner Gasket Cutting Punching Combine Dice (Single Operation) | Consumable-0009
__export__.product_template_22510 | 22510 | LT Bushing Isolator (10MVA), BSH.SET 20NF1000 DIN42533 (AST -20-1000) | TRM-0886
__export__.product_template_12422 | 12422 | LT Bushing Set 250amps | SRM-0137 (GODOWN BLOCK-D)
__export__.product_template_12450 | 12450 | LT Bushing Set 400amps | SRM-0165 (GODOWN BLOCK-D)
__export__.product_template_19233 | 19233 | LT Cable 1CX240rm NYY | Sub-Station-0495
__export__.product_template_22309 | 22309 | LT Cable_WO DNCC 07 2019 0028 | SSFG-LT-CABLE
__export__.product_template_12373 | 12373 | LT Cap | SRM-0088
__export__.product_template_12423 | 12423 | LT Cap Eye Bolt Set (5-15kva) | SRM-0138
__export__.product_template_22371 | 22371 | LT Cap Eye Nut Bolt (25kva) | Consumable-2580
__export__.product_template_22372 | 22372 | LT Cap Eye Nut Bolt (37.5kva) | Consumable-2581
__export__.product_template_22370 | 22370 | LT Cap Eye Nut Bolt (5-15kva) | Consumable-2579
__export__.product_template_20771 | 20771 | LT Cap Hole-12mm | TRM-0388
__export__.product_template_20770 | 20770 | LT Cap pin-16mm | TRM-0387
__export__.product_template_20775 | 20775 | LTCap-pin-16mm | TRM-0392
__export__.product_template_20769 | 20769 | LT Casing-10 MVA | TRM-0386
__export__.product_template_22140 | 22140 | LT Coil (1000 KVA-3Phase) | TSFG-LT-01000
__export__.product_template_21666 | 21666 | LT Coil (10/14 MVA-3Phase) | TSFG-LT-000010/14
__export__.product_template_23252 | 23252 | LT Coil (10/14 MVA-3Phase) OLTC | TSFG-LT-000010/14_OLTC
__export__.product_template_22142 | 22142 | LT Coil (1500 KVA-3Phase) | TSFG-LT-01500
__export__.product_template_22267 | 22267 | LT Coil (2000 KVA-3Phase) | TSFG-LT-002000
__export__.product_template_21662 | 21662 | LT Coil (200 KVA-3Phase) | TSFG-LT-0000200
__export__.product_template_23233 | 23233 | LT Coil (200 KVA-3Phase, 33/0.415KV) | TSFG-LT-COIL-200
__export__.product_template_22721 | 22721 | LT Coil (2500 KVA-3Phase) | TSFG-LT-COIL-2500
__export__.product_template_21664 | 21664 | LT Coil (250 KVA-3Phase) | TSFG-LT-0000250
__export__.product_template_21668 | 21668 | LT Coil (3500 KVA-3Phase) | TSFG-LT-00003500
__export__.product_template_22266 | 22266 | LT Coil (3500 KVA-3Phase)-OLTC | TSFG-LT-00003500
__export__.product_template_23234 | 23234 | LT Coil (500 KVA-3Phase) | TSFG-LT-COIL-500
__export__.product_template_22144 | 22144 | LT Coil (630 KVA-3Phase) | TSFG-LT-00630
__export__.product_template_18897 | 18897 | L.T Coil Winding Machine | Consumable-1450
__export__.product_template_11773 | 11773 | LT Coil Winding Tensioner | TRM-0080
__export__.product_template_11698 | 11698 | LT Connecting Lead with Connector | TRM-0005 (GODEON RACK-9)
__export__.product_template_21634 | 21634 | LT Connector 10MVA | TRM-0767
__export__.product_template_12037 | 12037 | LT Connector 16mmX230mm ( LT Pin 1pcs, Nut 5pcs,Cap 1pcs, Disk/Lock Washer 1pcs,Connector Cap 1Set) | TRM-0344
__export__.product_template_22479 | 22479 | LT Connector Set ( LT Rod16X175mm 1pcs, Nut 2pcs,washer 16mm 1pcs, Disk washer 16mm 1pcs, Connector Cap 1set) | TRM-0868
__export__.product_template_20089 | 20089 | LT Copper Strip (10 KVA) | SSFG0000118
__export__.product_template_23255 | 23255 | LT Copper Strip (10KVA AMDT) | SSFG-LT-CS-10_A
__export__.product_template_20090 | 20090 | LT Copper Strip (15 KVA) | SSFG0000119
__export__.product_template_22396 | 22396 | LT Copper Strip (15KVA AMDT) | SSFG-LT-CS-15_A
__export__.product_template_12420 | 12420 | LT Copper Strip 250 kva | SRM-0135
__export__.product_template_20953 | 20953 | LT Copper Strip (25 KVA) | SSFG0000120
__export__.product_template_23256 | 23256 | LT Copper Strip (25KVA AMDT) | SSFG-LT-CS-25_A
__export__.product_template_20954 | 20954 | LT Copper Strip (37.5 KVA) | SSFG0000121
__export__.product_template_20991 | 20991 | LT Copper Strip (3Phase-1000 KVA) | TSFG00055
__export__.product_template_20957 | 20957 | LT Copper Strip (3Phase-100 KVA) | TSFG00063
__export__.product_template_20982 | 20982 | LT Copper Strip (3Phase-100KVA) | TSFG00049
__export__.product_template_20137 | 20137 | LT Copper Strip (3Phase-10/14 MVA PT) | TSFG00019
__export__.product_template_20992 | 20992 | LT Copper Strip (3Phase-1250 KVA) | TSFG00056
__export__.product_template_21557 | 21557 | LT Copper Strip (3Phase-1500 KVA) | TSFG00059
__export__.product_template_20993 | 20993 | LT Copper Strip (3Phase-150 KVA) | TSFG00058
__export__.product_template_20983 | 20983 | LT Copper Strip (3Phase-2000KVA) | TSFG00058
__export__.product_template_20984 | 20984 | LT Copper Strip (3Phase-200 KVA) | TSFG00050
__export__.product_template_20994 | 20994 | LT Copper Strip (3Phase-2500 KVA) | TSFG00059
__export__.product_template_20135 | 20135 | LT Copper Strip (3Phase-250 KVA) | TSFG00017
__export__.product_template_22331 | 22331 | LT Copper Strip (3Phase-250 KVA_W) | TSFG-LT-CS-250_W
__export__.product_template_20980 | 20980 | LT Copper Strip (3Phase-3000KVA) | TSFG00047
__export__.product_template_20985 | 20985 | LT Copper Strip (3Phase-315 KVA) | TSFG00051
__export__.product_template_20139 | 20139 | LT Copper Strip (3Phase-3500 KVA) | TSFG00021
__export__.product_template_20986 | 20986 | LT Copper Strip (3Phase-400KVA) | TSFG00051
__export__.product_template_20987 | 20987 | LT Copper Strip (3Phase-500 KVA) | TSFG00052
__export__.product_template_20981 | 20981 | LT Copper Strip (3Phase-50KVA) | TSFG00048
__export__.product_template_20995 | 20995 | LT Copper Strip (3Phase-5/6.25 MVA) | TSFG00060
__export__.product_template_20988 | 20988 | LT Copper Strip (3Phase-630KVA) | TSFG00053
__export__.product_template_20989 | 20989 | LT Copper Strip (3Phase-750KVA) | TSFG00054
__export__.product_template_20990 | 20990 | LT Copper Strip (3Phase-800KVA) | TSFG00055
__export__.product_template_20955 | 20955 | LT Copper Strip (50 KVA) | SSFG0000122
__export__.product_template_23257 | 23257 | LT Copper Strip (50KVA AMDT) | SSFG-LT-CS-50_A
__export__.product_template_20088 | 20088 | LT Copper Strip (5 KVA) | SSFG0000117
__export__.product_template_20956 | 20956 | LT Copper Strip (75 KVA) | SSFG0000123
__export__.product_template_22954 | 22954 | LT CT 1000/5A, (Risesun, Tiwan) | Sub-Station-0514
__export__.product_template_22351 | 22351 | LT CT 1000/5A, Risesun, Tiwan | Sub-Station-0395
__export__.product_template_23059 | 23059 | LT CT 100/5A (Taiwan) | Sub-Station-0548
__export__.product_template_22471 | 22471 | LT CT 1250/5A, Risesun, Tiwan-Dia (110/120mm) | Sub-Station-0419
__export__.product_template_21764 | 21764 | LT CT 1600/5A (Risesun, Tiwan) | Sub-Station-0210
__export__.product_template_22470 | 22470 | LT CT 2000/5A, Risesun, Tiwan-Dia (110/120mm) | Sub-Station-0418
__export__.product_template_22787 | 22787 | LT CT 200/5A (Risesun, Tiwan) | Sub-Station-0473
__export__.product_template_21763 | 21763 | LT CT 2500/5A (Risesun, Tiwan) | Sub-Station-0209
__export__.product_template_22963 | 22963 | LT CT 250/5A (Risesun, Tiwan) | Sub-Station-0522
__export__.product_template_21823 | 21823 | LT CT 300/5A (Risesun, Tiwan) | Sub-Station-243
__export__.product_template_22862 | 22862 | LT CT 320/5A Risesun, Tiwan | Sub-Station-0484
__export__.product_template_22953 | 22953 | LT CT 4000/5A, (Risesun, Tiwan) | Sub-Station-0513
__export__.product_template_21822 | 21822 | LT CT 400/5A (Risesun, Tiwan) | Sub-Station-242
__export__.product_template_22099 | 22099 | LT CT 500/5A, Risesun,Tiwan | Sub-Station-0319
__export__.product_template_22763 | 22763 | LT CT 6000/5A, (Resun, Round type Model-RM-160 | Sun-Station-0466
__export__.product_template_22909 | 22909 | LT CT 600/5A (Risesun, Tiwan) | Sub-Station-0499
__export__.product_template_22098 | 22098 | LT CT 800/5A, Riseun, Tiwan | Sub-Station-0318
__export__.product_template_23423 | 23423 | LT Eye Bolt (37.5) KVA | Consumable-2697
__export__.product_template_23422 | 23422 | LT Eye Bolt (5-15) KVA | Consumable-2696
__export__.product_template_11702 | 11702 | LT Gasket | TRM-0009 (GODOWN RACK-10)
__export__.product_template_21434 | 21434 | LT Gasket (In dia-30mm, Out dia-50mm) | TRM-0351
__export__.product_template_21441 | 21441 | LT Gasket (In dia-40mm, Out dia-62mm) | TRM-0358
__export__.product_template_21447 | 21447 | LT Gasket (In dia-50mm, Out dia-72mm) | TRM-0364
__export__.product_template_21475 | 21475 | LT Gasket (In dia-66mm, Out dia-103mm) | TRM-0392
__export__.product_template_21486 | 21486 | LT Gasket (In dia-85mm, Out dia-118mm) | TRM-0403
__export__.product_template_12306 | 12306 | LT-HT Bushing Set 250amp | SRM-0021
__export__.product_template_12314 | 12314 | LT-HT Cap Pin Washer Complete Set 25kva | SRM-0029 (Godown Rack-2)
__export__.product_template_12313 | 12313 | LT-HT Cap Pin Washer Complete Set 37.5-50kva | SRM-0028 (Godown Rack-2)
__export__.product_template_12305 | 12305 | LT-HT Cap Pin Washer Complete Set 5-15kva | SRM-0020 (Godown Rack-2)
__export__.product_template_24259 | 24259 | LT-HT Cap Pin Washer Complete Set 5-15kva
__export__.product_template_12315 | 12315 | LT-HT Cap Pin Washer Complete Set 75-100kva | SRM-0030 (Godown Rack-2)
__export__.product_template_11891 | 11891 | LT-HT Connector 10MVA | TRM-0198
__export__.product_template_18691 | 18691 | LT-HT Winding M/C with Tensioner | Consumable-1244
__export__.product_template_12325 | 12325 | LT Lug 50rm | SRM-0040 (Godown Rack-1)
__export__.product_template_12326 | 12326 | LT Lug 70rm | SRM-0041 (Godown Rack-1)
__export__.product_template_18634 | 18634 | LT M/C 5-37.5kva | Consumable-1187
__export__.product_template_18302 | 18302 | LT M/C (Coil Winding ) 37.5-100kva | Consumable-0855
__export__.product_template_20772 | 20772 | LT pin-12mm-100KVA | TRM-0389
__export__.product_template_11792 | 11792 | LT Pin Set (1000-1250 kva) | TRM-0099
__export__.product_template_20768 | 20768 | LT Pin Set-10 MVA | TRM-0385
__export__.product_template_11967 | 11967 | LT Pin Set (2000-2500 kva) | TRM-0274 (GODOWN RACK-9)
__export__.product_template_11793 | 11793 | LT Punja Set (1000-1250 kva) | TRM-0100
__export__.product_template_11798 | 11798 | LT Punja Set (2000 kva) | TRM-0105
__export__.product_template_22244 | 22244 | LT Rod 25X280mm (Rod 01pcs,Nut 05pcs,Connector 01set,cap 01pcs, Whaser 01pcs, Rubber Ball 01pcs) | TRM-0845
__export__.product_template_22523 | 22523 | LT Rod 38X300mm (Rod 01pcs,Nut 05pcs, Connector 01set, Washer 01pcs, Cap With Rubber Ball 01pcs) | TRM-0897
__export__.product_template_22576 | 22576 | LT Rod 42X350mm (Rod 01pcs,Nut 05pcs, Rubber Ball (Gutka) 1pcs, Cup Washer 2pcs,Connector 01set, | TRM-916
__export__.product_template_22692 | 22692 | LT Rod 50x300mm (Rod 1pcs,Nut 2pcs,Washer 1pcs,Cap with Rubber Ball 1pcs,Connector 1set) | TRM-0941
__export__.product_template_11703 | 11703 | LT Rubber Ball (Gutka) | TRM-0010
__export__.product_template_21433 | 21433 | LT rubber ball/LT Gutka (In dia 11mm, Out dia 25mm) | TRM-0350
__export__.product_template_21440 | 21440 | LT rubber ball/LT Gutka (In dia 15mm, Out dia 34mm) | TRM-0357
__export__.product_template_21446 | 21446 | LT rubber ball/LT Gutka (In dia 24mm, Out dia 44mm) | TRM-0363
__export__.product_template_21460 | 21460 | LT rubber ball/LT Gutka (In dia 27mm, Out dia 47mm) | TRM-0377
__export__.product_template_21463 | 21463 | LT rubber ball/LT Gutka (In dia 29mm, Out dia 49mm) | TRM-0380
__export__.product_template_21576 | 21576 | LT rubber ball/LT Gutka (In dia 31mm, Out dia 51mm) | TRM-0440
__export__.product_template_21474 | 21474 | LT rubber ball/LT Gutka (In dia 37mm, Out dia 57mm) | TRM-0391
__export__.product_template_21485 | 21485 | LT rubber ball/LT Gutka (In dia 49mm, Out dia 69mm) | TRM-0402
__export__.product_template_20773 | 20773 | LT Rubber Gasket | TRM-0390
__export__.product_template_20776 | 20776 | LT Rubber Gasket-(i/o dia 38/60-8pcs) | TRM-0393
__export__.product_template_20774 | 20774 | LT Rubber/Oil Sealer/Gutka-12 mm | TRM-0391
__export__.product_template_21449 | 21449 | LT Set 12mm (100kva) | TRM-0366
__export__.product_template_21432 | 21432 | LT Set 12mm (50kva) | TRM-0349
__export__.product_template_21450 | 21450 | LT Set 16mm (150 KVA) | TRM-0367
__export__.product_template_21451 | 21451 | LT Set 16mm (200 KVA) | TRM-0368
__export__.product_template_21452 | 21452 | LT Set 16mm (250 KVA) | TRM-0369
__export__.product_template_21453 | 21453 | LT Set 25mm (315 KVA) | TRM-0370
__export__.product_template_21454 | 21454 | LT Set 25mm (400 KVA) | TRM-0371
__export__.product_template_21455 | 21455 | LT Set 25mm (500 KVA) | TRM-0372
__export__.product_template_21459 | 21459 | LT Set 28mm (630 KVA) | TRM-0376
__export__.product_template_21468 | 21468 | LT Set 30mm (750 KVA) | TRM-0385
__export__.product_template_21467 | 21467 | LT Set 30mm (800 KVA) | TRM-0384
__export__.product_template_21470 | 21470 | LT Set 32mm (1000 KVA) | TRM-0387
__export__.product_template_21480 | 21480 | LT Set 38/42mm (2000 KVA) | TRM-0397
__export__.product_template_21473 | 21473 | LT Set 38mm (1250 KVA) | TRM-0390
__export__.product_template_21477 | 21477 | LT Set 38mm (1500 KVA) | TRM-0394
__export__.product_template_12017 | 12017 | LT Set 500 KVA | TRM-0324
__export__.product_template_21484 | 21484 | LT Set 50mm (2500 KVA) | TRM-0401
__export__.product_template_21490 | 21490 | LT Set 50mm (3000 KVA) | TRM-0407
__export__.product_template_21492 | 21492 | LT Set 50mm (3500 KVA) | TRM-0409
__export__.product_template_22672 | 22672 | LT Switchgear (1000A) | Sub-Station-0448
__export__.product_template_22677 | 22677 | LT Switchgear 1000A (Out Source) | Sub-Station Finish Good-0003
__export__.product_template_22694 | 22694 | LT Switchgear (2000A)_CEL/SS/HK/1118/605 | SSFG-LT-2000A
__export__.product_template_22284 | 22284 | LT Switchgear (2500A)_EAL/CEL/MAY20/WO1 | SSFG-LT-2500A
__export__.product_template_23082 | 23082 | LT Switchgear (250A)_CEL/SS/HK/1204/615 | SSFG-LT-250A
__export__.product_template_11813 | 11813 | LT Switch Gear 3200A | TRM-0120
__export__.product_template_23115 | 23115 | LT Switchgear (4000A)_CIL/SS/12/796 | SSFG-LT-4000A
__export__.product_template_11261 | 11261 | LT Switchgear (400A) | SS-LT (400A)
__export__.product_template_22308 | 22308 | LT Switchgear - (500A)_28/08/19/40-Ad-din | SSFG-LT-500A
__export__.product_template_22310 | 22310 | LT Switchgear (500A)_CEL/SS/HK/0303/430 | SSFG-LT-500A
__export__.product_template_22304 | 22304 | LT Switchgear (500A)_CEL/SS/HK/0707/493 | SSFG-LT-500A
__export__.product_template_23104 | 23104 | LT Switchgear (500A)_CON/TR/CCCC-S4-01 | SSFG-LT-500A
__export__.product_template_23643 | 23643 | LT Switchgear (500A)_PEB/PO/2023/4/13947 | SSFG-LT-500A
__export__.product_template_23094 | 23094 | LT Switchgear (6300A)_CEL/SS/0126/662 | SSFG-LT-6300A
__export__.product_template_23110 | 23110 | LT Switchgear (630A)_CEL/SS/HK/0113/645 | SSFG-LT-630A
__export__.product_template_22316 | 22316 | LT Switchgear (800A)_CCDL/PUR/2019-20/01 | SSFG-LT-800A
__export__.product_template_22454 | 22454 | LT Switchgear (800A)_CEL/SS/HK/0718/509 | SSFG-LT-800A
__export__.product_template_22592 | 22592 | LT Switchgear (800A)_CEL/SS/HK/0926/558 | SSFG-LT-800A
__export__.product_template_22698 | 22698 | LT Switchgear (800A)_PO LGED 046 2019 | SSFG-LT-800A
__export__.product_template_18448 | 18448 | LT Winding M/C | Consumable-1001
__export__.product_template_22161 | 22161 | Lubber 5" | Sub-Station-0345
__export__.product_template_22761 | 22761 | Lubber 8"/8" | Sub-Station-0464
__export__.product_template_18926 | 18926 | Lube Oil Delvac (15w40) | Consumable-1479
__export__.product_template_19398 | 19398 | Lucifer 220V | Consumable-1951
__export__.product_template_20885 | 20885 | Lug Heatsink-10RM-Red-Yellow-Blue-Bluck | Sub-Station-0151
__export__.product_template_20886 | 20886 | Lug Heatsink-16RM-Red-Yellow-Blue | Sub-Station-0152
__export__.product_template_20887 | 20887 | Lug Heatsink-25RM-Red-Yellow-Blue-Bluck | Sub-Station-0153
__export__.product_template_20884 | 20884 | Lug Heatsink-6RM-Red-Yellow-Blue | Sub-Station-0150
__export__.product_template_20883 | 20883 | Lug Heatsink/Cable Cap-4RM-Red-Yellow-Blue | Sub-Station-0149
__export__.product_template_23716 | 23716 | LV Bushing CT 11KV, CT 1200/5 A, 15VA, 5P20 | TRM-5424
__export__.product_template_36593 | 36593 | LV Bushing CT 11KV, CT 1200/5 A, 20VA, 5P20 (Protection Class)
__export__.product_template_36690 | 36690 | LV Bushing CT (Spec: 1200/5A, 5P20, 20VA) (Size: 135/225/60mm)
__export__.product_template_36628 | 36628 | LV Bushing CT (Spec: LRB-11 1200/5A 5P20 20VA) (Size: 150/225x52mm)
__export__.product_template_18900 | 18900 | L.V Coil Mandrel for 10mva (Power Transformer) Dia: 427.5mm Length: 1200mm | Consumable-1453
__export__.product_template_21546 | 21546 | Lv Connection Wire 10MVA | TRM-0463
__export__.product_template_12011 | 12011 | LV Connector 10MVA | TRM-0318 (GODOWN RACK-9)
__export__.product_template_36497 | 36497 | LV Copper Strip (PICC) 10.70x1.90 (PC 0.5):11.20x2.4
__export__.product_template_23862 | 23862 | LV Copper Strip (PICC) 14.20x2.40 (PC 0.5):14.70x2.9 | TRM-5542
__export__.product_template_23586 | 23586 | LV Copper Strip (Triple Bunch) 10.70x1.9 (PC 0.3+0.4):11.40x7.08 | TRM-LV-Cu-Strip
__export__.product_template_11961 | 11961 | LV ID Cylinder 3X872X1520mm | TRM-0268 (Godown Block-A)
__export__.product_template_22781 | 22781 | LV ID Cylinder (3x877x1540mm) | TRM-0951 (Godown Block-A)
__export__.product_template_11818 | 11818 | LV Lightning Arrester 11kva, 10kap | TRM-0125
__export__.product_template_11997 | 11997 | LV OD Cylinder 3X802X2055mm | TRM-0304 (Godown Block-A)
__export__.product_template_22782 | 22782 | LV OD Cylinder (3x804x2070)mm | TRM-0952 (Godown Block-A)
__export__.product_template_23717 | 23717 | LV OLTC 11KV CT 1200/5 A,15VA, 5P20 | TRM-5425
__export__.product_template_36590 | 36590 | LV OLTC 11KV CT 1200/5 A,20VA, 5P20 (Protection Class)
__export__.product_template_22023 | 22023 | Machine Vice 12" | Consumable-2469
__export__.product_template_22254 | 22254 | Mac Valve | SP Parts-0305
__export__.product_template_17190 | 17190 | Mac Valve 6611A | SP Parts-0056
__export__.product_template_17326 | 17326 | Mac Valve 6611A-000-PM-871DA | SP Parts-0192
__export__.product_template_19413 | 19413 | Magic Hose Pipe | Consumable-1966
__export__.product_template_22858 | 22858 | Magic Pipe | Consumable-2754
__export__.product_template_19344 | 19344 | Magnate Break Coil | Consumable-1897
__export__.product_template_21630 | 21630 | Magnatic Contactor 300A, AC-3 | Sub-Station-0200
__export__.product_template_22709 | 22709 | Magnatic Drill M/C Rotter | TC-0027
__export__.product_template_22800 | 22800 | Magnet | SP-Parts-0858
__export__.product_template_36618 | 36618 | Magnetic Contact 40 A (Hyundai)
__export__.product_template_21718 | 21718 | Magnetic Contactor 100A | Consumable-2337
__export__.product_template_22902 | 22902 | Magnetic Contactor 125A, 440V | Consumable-2769
__export__.product_template_12096 | 12096 | Magnetic Contactor 12A | Sub-Station-0058
__export__.product_template_19262 | 19262 | Magnetic Contactor 12A 36V | Consumable-1815
__export__.product_template_22218 | 22218 | Magnetic Contactor 12A, AC-3 (Hyundai, Korea) | Sub-Station-0371
__export__.product_template_22870 | 22870 | Magnetic Contactor 12A (Model: AX-12-30-10-80) ABB | Sub-Station-0492
__export__.product_template_17961 | 17961 | Magnetic Contactor 13A 220V | Consumable-0514
__export__.product_template_19071 | 19071 | Magnetic Contactor 13A 415V | Consumable-1624
__export__.product_template_12112 | 12112 | Magnetic Contactor 16A | Sub-Station-0074
__export__.product_template_19069 | 19069 | Magnetic Contactor 16A 220V | Consumable-1622
__export__.product_template_17776 | 17776 | Magnetic Contactor 16A 415V | Consumable-0329
__export__.product_template_19070 | 19070 | Magnetic Contactor 18A 220V | Consumable-1623
__export__.product_template_19072 | 19072 | Magnetic Contactor 18A 415V | Consumable-1625
__export__.product_template_21832 | 21832 | Magnetic Contactor 18A, AC-3 | Sub-Station-250
__export__.product_template_11889 | 11889 | Magnetic Contactor 25A 220V | TRM-0196
__export__.product_template_12095 | 12095 | Magnetic Contactor 25A, AC3, (Shinwha, Korea) | Sub-Station-0057
__export__.product_template_17303 | 17303 | Magnetic Contactor 300A | SP Parts-0169
__export__.product_template_12094 | 12094 | Magnetic Contactor 32A | Sub-Station-0056
__export__.product_template_19078 | 19078 | Magnetic Contactor 32A 220V | Consumable-1631
__export__.product_template_17664 | 17664 | Magnetic Contactor 32A 24V, DC | Consumable-0217
__export__.product_template_19278 | 19278 | Magnetic Contactor 32A 36V | Consumable-1831
__export__.product_template_19073 | 19073 | Magnetic Contactor 32A 415V | Consumable-1626
__export__.product_template_22736 | 22736 | Magnetic Contactor 32A, AC-3 (Shinwha, Korea) | Sub-Station-0454
__export__.product_template_19043 | 19043 | Magnetic Contactor 40A 220V | Consumable-1596
__export__.product_template_18815 | 18815 | Magnetic Contactor 40A 415V | Consumable-1368
__export__.product_template_18028 | 18028 | Magnetic Contactor 40A 42V | Consumable-0581
__export__.product_template_22217 | 22217 | Magnetic Contactor 40A, AC-3 (Shinwha, Korea) | Sub-Station-0370
__export__.product_template_17544 | 17544 | Magnetic Contactor 45A 220V | Consumable-0097
__export__.product_template_17545 | 17545 | Magnetic Contactor 50A 220V | Consumable-0098
__export__.product_template_19074 | 19074 | Magnetic Contactor 50A 415V | Consumable-1627
__export__.product_template_21831 | 21831 | Magnetic Contactor 50A, AC-3, Hyundai, Korea | Sub-Station-249
__export__.product_template_22737 | 22737 | Magnetic Contactor 50A, AC-3 (Hyundi, Korea) | Sub-Station-0455
__export__.product_template_18626 | 18626 | Magnetic Contactor 63A 220V | Consumable-1179
__export__.product_template_19075 | 19075 | Magnetic Contactor 63A 415V | Consumable-1628
__export__.product_template_12093 | 12093 | Magnetic Contactor 65A | Sub-Station-0055
__export__.product_template_19307 | 19307 | Magnetic Contactor 65A 220V | Consumable-1860
__export__.product_template_19077 | 19077 | Magnetic Contactor 70A 220V | Consumable-1630
__export__.product_template_19076 | 19076 | Magnetic Contactor 70A 415V | Consumable-1629
__export__.product_template_19191 | 19191 | Magnetic Contactor 75A 220V | Consumable-1744
__export__.product_template_17839 | 17839 | Magnetic Contactor 80A 220V | Consumable-0392
__export__.product_template_19277 | 19277 | Magnetic Contactor 80A 36V | Consumable-1830
__export__.product_template_19033 | 19033 | Magnetic Contactor 80A 415V | Consumable-1586
__export__.product_template_21609 | 21609 | Magnetic Contactor 95A 220V | Consumable-2340
__export__.product_template_21881 | 21881 | Magnetic Contactor 95A 36V | Consumable-0260
__export__.product_template_17960 | 17960 | Magnetic Contactor 95A 415V | Consumable-0513
__export__.product_template_23049 | 23049 | Magnetic Contactor 9A, 220V, (Model-LC1D09M7, Schneider) | Sub-Station-0539
__export__.product_template_12108 | 12108 | Magnetic Contactor 9A, AC3, Hyundai, Korea | Sub-Station-0070
__export__.product_template_22863 | 22863 | Magnetic Contactore 20A, AC-3 (Hyundai, Korea/LS, Korea) | Sub-Station-0485
__export__.product_template_22357 | 22357 | Magnetic Contactore 22A,AC3, Togami, PAC-21J | Sub-Station-0401
__export__.product_template_22355 | 22355 | Magnetic Contactore 45A,AC3, Togami, PAK-35J | Sub-Station-0399
__export__.product_template_22356 | 22356 | Magnetic Contactore 90A,AC3, Togami, PAK-80H | Sub-Station-0400
__export__.product_template_22869 | 22869 | Magnetic Contactor for Capacitor (Model: UA 16-30-10 RA) ABB | Sub-Station-0491
__export__.product_template_22868 | 22868 | Magnetic Contactor for Capacitor (Model: UA 30-30-10 RA) ABB | Sub-Station-0490
__export__.product_template_22605 | 22605 | Magnetic Contactor (PAK-11J, 9.5A, AC-3) Togami | Sub-Station-0433
__export__.product_template_22103 | 22103 | Magnetic Contractor 12A, AC-3, Hyundai, Korea | Sub-Station-0323
__export__.product_template_21699 | 21699 | Magnetic Contractor 26A,220V | Consubable-2325
__export__.product_template_22102 | 22102 | Magnetic Contractor 40A, AC-3, Hyundai, Korea | Sub-Station-0322
__export__.product_template_23757 | 23757 | Magnetic Contractor 50A,36V | Consumable-5459
__export__.product_template_22101 | 22101 | Magnetic Contractor 50A, AC-3, Shinwham Korea | Sub-Station-0321
__export__.product_template_21679 | 21679 | Magnetic Contractor 95A,36V | Consumable-2318
__export__.product_template_23810 | 23810 | Magnetic Contractor 9Amp | Sub-Station-5504
__export__.product_template_23823 | 23823 | Magnetic Drill bit 10mm | Consumable-5516
__export__.product_template_23824 | 23824 | Magnetic Drill bit 12mm | Consumable-5517
__export__.product_template_23825 | 23825 | Magnetic Drill bit 14mm | Consumable-5518
__export__.product_template_23826 | 23826 | Magnetic Drill bit 16mm | Consumable-5519
__export__.product_template_23827 | 23827 | Magnetic Drill bit 18mm | Consumable-5520
__export__.product_template_23828 | 23828 | Magnetic Drill bit 20mm | Consumable-5521
__export__.product_template_23830 | 23830 | Magnetic Drill Center pin (Big) | Consumable-5523
__export__.product_template_23829 | 23829 | Magnetic Drill Center pin (Small) | Consumable-5522
__export__.product_template_19254 | 19254 | Magnetic Drill Machine | Consumable-1807
__export__.product_template_22486 | 22486 | Magnetic Lifter (Capacity 600kg) | Consumable-2637
__export__.product_template_19124 | 19124 | Magnetic Socket / Roofing Socket | Consumable-1677
__export__.product_template_23459 | 23459 | Main Distribution Board 2500Amp 3Phase (ACB 2500A 01pcs & MCCB 800A 3Pcs) (outsource) Finish Good | Sub-Station Finish Good-006
__export__.product_template_23079 | 23079 | Main Fuse (for Forklift use) | Consumable-2847
__export__.product_template_17702 | 17702 | Majoni (Foam) | Consumable-0255
__export__.product_template_18973 | 18973 | Male Female Connector socket 16 Pin | Consumable-1526
__export__.product_template_18557 | 18557 | Manager Chair | Consumable-1110
__export__.product_template_18556 | 18556 | Manager Table | Consumable-1109
__export__.product_template_18559 | 18559 | Manager Visiting Chair | Consumable-1112
__export__.product_template_22342 | 22342 | Manual Isolator with earth Switch 630A, 11KV, 25KA, TP | Sub-Station-0386
__export__.product_template_19343 | 19343 | Manual Magnate (125X400mm) | Consumable-1896
__export__.product_template_17610 | 17610 | Manual Overload 1-1.6A | Consumable-0163
__export__.product_template_17609 | 17609 | Manual Overload 13-18A | Consumable-0162
__export__.product_template_23775 | 23775 | Manual Overload Relay 6mm | Consumable-5475
__export__.product_template_19317 | 19317 | Manual Shearing Machine | Consumable-1870
__export__.product_template_24101 | 24101 | Manual Strapping packing machine
__export__.product_template_23965 | 23965 | Manual Strapping packing machine | Consumable-5614
__export__.product_template_19065 | 19065 | Manual Transfer Switch | Consumable-1618
__export__.product_template_17500 | 17500 | Marker Pen Black | Consumable-0053
__export__.product_template_18097 | 18097 | Marker Pen Red | Consumable-0650
__export__.product_template_36693 | 36693 | Marker pen White
__export__.product_template_18227 | 18227 | Marking Block | Consumable-0780
__export__.product_template_18278 | 18278 | Marking/Polyester Cloth | Consumable-0831
__export__.product_template_23848 | 23848 | Marshaling Box (10/14MVA- OLTC) | TSFG-MB-10MVA
__export__.product_template_21743 | 21743 | Marshaling Box Tag Plate | pak-0794
__export__.product_template_17460 | 17460 | Mask | Consumable-0013
__export__.product_template_22686 | 22686 | Mask (Surgical) | Consumable-2679
__export__.product_template_22892 | 22892 | Master Fitting | Consumable-2764
__export__.product_template_19415 | 19415 | Mat 23'-3"(For Floor use) | Consumable-1968
__export__.product_template_17566 | 17566 | Matam 12" | Consumable-0119
__export__.product_template_18530 | 18530 | Matam 24" | Consumable-1083
__export__.product_template_18124 | 18124 | Materials Issue Book | Consumable-0677
__export__.product_template_23054 | 23054 | MCB 10A, 10KA, SP (Schneider) | Sub-Station-0544
__export__.product_template_19005 | 19005 | MCB 10A 2P | Consumable-1558
__export__.product_template_22604 | 22604 | MCB 10A,3KA,SP (ABB Itlay) | Sub-Station-0432
__export__.product_template_22951 | 22951 | MCB 10A, 6KA, DP (ABB, Germany) | Sub-Station-0511
__export__.product_template_21886 | 21886 | MCB 10A 6KA SP | Sub-Station-0264
__export__.product_template_22950 | 22950 | MCB 10A, 6KA TP (ABB,Germay) | Sub-Station-0510
__export__.product_template_21885 | 21885 | MCB 10A 6KA TP (ABB, Italy) | Sub-Station-0263
__export__.product_template_17651 | 17651 | MCB 10amp SP | Consumable-0204
__export__.product_template_17652 | 17652 | MCB 10Amp TP | Consumable-0205
__export__.product_template_12091 | 12091 | MCB 10A TP | Sub-Station-0053
__export__.product_template_11880 | 11880 | MCB 10A TP | TRM-0187
__export__.product_template_19006 | 19006 | MCB 16A 2P | Consumable-1559
__export__.product_template_21979 | 21979 | MCB 16A 6KA SP | Sub-Station-0297
__export__.product_template_21977 | 21977 | MCB 16A 6KA TP | Sub-Station-0295
__export__.product_template_18627 | 18627 | MCB 16A SP | Consumable-1180
__export__.product_template_17658 | 17658 | MCB 16A TP | Consumable-0211
__export__.product_template_22602 | 22602 | MCB 20A,3KA,SP (ABB, Italy) | Sub-Station-0430
__export__.product_template_22213 | 22213 | MCB 20A, 6KA, DP (ABB) | Sub-Station-0366
__export__.product_template_21978 | 21978 | MCB 20A 6KA SP | Sub-Station-0296
__export__.product_template_21883 | 21883 | MCB 20A 6KA TP | Sub-Station-0262
__export__.product_template_18368 | 18368 | MCB 20A SP | Consumable-0921
__export__.product_template_18287 | 18287 | MCB 20A TP | Consumable-0840
__export__.product_template_22167 | 22167 | MCB 25A, TP | Sub-Station-0351
__export__.product_template_18722 | 18722 | MCB 32A 2P | Consumable-1275
__export__.product_template_17653 | 17653 | MCB 32amp TP | Consumable-0206
__export__.product_template_12090 | 12090 | MCB 32A TP | Sub-Station-0052
__export__.product_template_12105 | 12105 | MCB 32A, TP (Shinwha, Korea) | Sub-Station-0067
__export__.product_template_22215 | 22215 | MCB 3A,3KA, SP, Hyundai | Sub-Station-0368
__export__.product_template_21980 | 21980 | MCB 3A 6KA SP | Sub-Station-0298
__export__.product_template_22223 | 22223 | MCB 3A, TP, 6KA, ABB Italy | Sub-Station-0375
__export__.product_template_21819 | 21819 | MCB 40A, 3KA, SP | Sub-Station-239
__export__.product_template_21976 | 21976 | MCB 40A 6KA TP | Sub-Station-0295
__export__.product_template_17654 | 17654 | MCB 40amp TP | Consumable-0207
__export__.product_template_22224 | 22224 | MCB 50A, TP, 6KA, ABB, Italy | Sub-Station-0376
__export__.product_template_22104 | 22104 | MCB 50A TP, Shinwha, Korea | Sub-Station-0324
__export__.product_template_18013 | 18013 | MCB 63A 2P | Consumable-0566
__export__.product_template_22786 | 22786 | MCB 63A, 6KA, SP | Sub-Station-0472
__export__.product_template_21975 | 21975 | MCB 63A 6KA TP (ABB, Germany) | Sub-Station-0294
__export__.product_template_22972 | 22972 | MCB 63A, 6KA, TP (Huyndai, Korea) | Sub-Station-0523
__export__.product_template_17655 | 17655 | MCB 63Amp TP | Consumable-0208
__export__.product_template_18299 | 18299 | MCB 63A SP | Consumable-0852
__export__.product_template_12089 | 12089 | MCB 63A, TP | Sub-Station-0051
__export__.product_template_23055 | 23055 | MCB 6A, 10KA, SP (Schneider) | Sub-Station-0545
__export__.product_template_19080 | 19080 | MCB 6A (2P) | Consumable-1633
__export__.product_template_22469 | 22469 | MCB 6A, 3KA SP ABB Germany | Sub-Station-0417
__export__.product_template_22603 | 22603 | MCB 6A,3KA,SP (ABB, Italy) | Sub-Station-0431
__export__.product_template_22108 | 22108 | MCB 6A, 3KA, SP, Hyundai, Korea | Sub-Station-0330
__export__.product_template_22601 | 22601 | MCB 6A, 3KA, TP (ABB, Italy) | Sub-Station-0429
__export__.product_template_12092 | 12092 | MCB 6A, 3KA, TP, Hyundai, Korea | Sub-Station-0054
__export__.product_template_22952 | 22952 | MCB 6A, 6KA, DP (ABB, Germany) | Sub-Station-0512
__export__.product_template_21884 | 21884 | MCB 6A 6KA SP | Sub-Station-0262
__export__.product_template_21882 | 21882 | MCB 6A 6KA TP (ABB, Germay) | Sub-Station-0261
__export__.product_template_22758 | 22758 | MCB 6A, DP, 3KA | Sub-Station-0461
__export__.product_template_19134 | 19134 | MCB 6A SP | Consumable-1687
__export__.product_template_11882 | 11882 | MCB 6A, TP, Hyundai | TRM-0189
__export__.product_template_18069 | 18069 | MCB Board | Consumable-0622
__export__.product_template_19185 | 19185 | MCB Board 6gang | Consumable-1738
__export__.product_template_23782 | 23782 | MCB Channel 1000mm | Sub Station-5481
__export__.product_template_20892 | 20892 | MCB-DP-6A | Sub-Station-0158
__export__.product_template_20891 | 20891 | MCB-SP-10A | Sub-Station-0157
__export__.product_template_20894 | 20894 | MCB-SP-6A | Sub-Station-0160
__export__.product_template_20890 | 20890 | MCB-TP-20A | Sub-Station-0156
__export__.product_template_20889 | 20889 | MCB-TP-40A (Shinwha, Korea) | Sub-Station-0155
__export__.product_template_20893 | 20893 | MCB-TP-6A | Sub-Station-0159
__export__.product_template_12107 | 12107 | MCCB 1000A, 70KA,TP (ABB,Italy) | Sub-Station-0069
__export__.product_template_22948 | 22948 | MCCB 100A, 18KA TP (ABB,Italy) | Sub-Station-0508
__export__.product_template_21818 | 21818 | MCCB 100A, 25KA, TP | Sub-Station-238
__export__.product_template_22077 | 22077 | MCCB 100A, 25KA, TP, (ABB) | Sub-Station-0298
__export__.product_template_21762 | 21762 | MCCB 100A 36KA TP | Sub-Station-0208
__export__.product_template_22221 | 22221 | MCCB 100A, 3P, 415V, 36KA, ABB Italy | Sub-Station-0373
__export__.product_template_17656 | 17656 | MCCB 100A TP | Consumable-0209
__export__.product_template_22467 | 22467 | MCCB 1250A, 100KA, TP, Hyundai | Sub-Station-0415
__export__.product_template_22908 | 22908 | MCCB 125A, 25KA, TP | Sub-Station-0498
__export__.product_template_21760 | 21760 | MCCB 1600A 70KA TP | Sub-Station-0206
__export__.product_template_21974 | 21974 | MCCB, 160A, 25KA, TP | Sub-Station-0293
__export__.product_template_12073 | 12073 | MCCB 160A 36KA TP | Sub-Station-0035
__export__.product_template_22164 | 22164 | MCCB 200A, 25KA, TP | Sub-Station-0348
__export__.product_template_22468 | 22468 | MCCB 200A, 30KA, TP, Hyundai Fixed | Sub-Station-0416
__export__.product_template_21761 | 21761 | MCCB 200A 36KA TP (ABB,Italy) | Sub-Station-0207
__export__.product_template_17657 | 17657 | MCCB 200A TP | Consumable-0210
__export__.product_template_17928 | 17928 | MCCB 20A | Consumable-0481
__export__.product_template_23053 | 23053 | MCCB 20A, 15KA, TP (Fixed type, Schneider) | Sub-Station-0543
__export__.product_template_17819 | 17819 | MCCB 250A | Consumable-0372
__export__.product_template_22212 | 22212 | MCCB 250A,25KA, TP, Adjustable, Hyundai | Sub-Station-0367
__export__.product_template_22947 | 22947 | MCCB 250A, 36KA (ABB,Italy) | Sub-Station-0507
__export__.product_template_12088 | 12088 | MCCB, 250A, 36KA, TP, ABB, Italy | Sub-Station-0050
__export__.product_template_17799 | 17799 | MCCB 320A | Consumable-0352
__export__.product_template_21817 | 21817 | MCCB 320A, 25KA, TP | Sub-Station-237
__export__.product_template_22163 | 22163 | MCCB 320A, 30KA, TP | Sub-Station-0347
__export__.product_template_22860 | 22860 | MCCB 320A, 36KA, TP (Shinhwa, Korea)) | Sub-Station-0482
__export__.product_template_22211 | 22211 | MCCB 320A, 65KA, 415V, TP, Adjustable, Hyundai | Sub-Station-0365
__export__.product_template_18298 | 18298 | MCCB 32A | Consumable-0851
__export__.product_template_22346 | 22346 | MCCB, 32A, 25KA, TP, ABB, Italy | Sub-Station-0390
__export__.product_template_22555 | 22555 | MCCB 32A, TP, (Hyundai, Korea) | Sub-Station-0428
__export__.product_template_18255 | 18255 | MCCB 400A | Consumable-0808
__export__.product_template_22149 | 22149 | MCCB 400A,415V,TP, Fixt (Hyundai,Korea) | Sub-Station-0333
__export__.product_template_17659 | 17659 | MCCB 40A TP | Consumable-0212
__export__.product_template_22345 | 22345 | MCCB 500A, 36KA, TP, (Shinhwa, Korea) | Sub-Station-0389
__export__.product_template_21816 | 21816 | MCCB 500A, 45KA,TP | Sub-Station-236
__export__.product_template_22148 | 22148 | MCCB 500A,65KA,415V,TP,Adjustable, Hyundai,Korea | Sub-Station-0332
__export__.product_template_22107 | 22107 | MCCB 500A, TP, 40KA, | Sub-Station-0329
__export__.product_template_22554 | 22554 | MCCB 50A, TP (Hyundai, Korea) | Sub-Station-0427
__export__.product_template_19079 | 19079 | MCCB 60A | Consumable-1632
__export__.product_template_18561 | 18561 | MCCB 630A | Consumable-1114
__export__.product_template_12106 | 12106 | MCCB 630A TP | Sub-Station-0068
__export__.product_template_22222 | 22222 | MCCB 63A, 3P, 415V, 25KA, ABB Italy | Sub-Station-0374
__export__.product_template_18721 | 18721 | MCCB 63Amp | Consumable-1274
__export__.product_template_22553 | 22553 | MCCB 63A, TP, (Hyundai, Korea) | Sub-Station-0426
__export__.product_template_18724 | 18724 | MCCB 800Amp | Consumable-1277
__export__.product_template_21721 | 21721 | MCCB 800Amp | Consumable-2341
__export__.product_template_22097 | 22097 | MCCB 800A, TP, 65KA, | Sub-Station-0317
__export__.product_template_22220 | 22220 | MCCB 80A, 3P, 415V, 25KA, ABB Italy | Sub-Station-0372
__export__.product_template_22949 | 22949 | MCCB 80A, TP | Sub-Station-0509
__export__.product_template_22955 | 22955 | M/C for 25KVAR Capacitor duty,ABB (UA-30-30-10 RA) | Sub-Station-0515
__export__.product_template_23120 | 23120 | MDB (2500A)_CIL/SS/12/796 | SSFG-MDB-2500A
__export__.product_template_23462 | 23462 | MDB (2500A)_Geo/PO/2022/9/10381 | SSFG-MDB-2500A
__export__.product_template_23456 | 23456 | MDB (500A)_Geo/PO/2022/8/9655 | SSFG-MDB-500A
__export__.product_template_23344 | 23344 | MDB (630A)_GEO/PO/2022/2/7207 | SSFG-MDB-630A
__export__.product_template_22288 | 22288 | MDB-Utility Building_EAL/CEL/MAY20/WO3 | SSFG-MDB
__export__.product_template_18756 | 18756 | Measurement Tape 100M | Consumable-1309
__export__.product_template_17642 | 17642 | Measurement Tape 3m/5m | Consumable-0195
__export__.product_template_24144 | 24144 | Media Converter (B-Type)
__export__.product_template_23839 | 23839 | Media Converter (D Link/TP Link) | Consumable-5531
__export__.product_template_17494 | 17494 | Megger 1000w | Consumable-0047
__export__.product_template_18481 | 18481 | Megger 5000v | Consumable-1034
__export__.product_template_22245 | 22245 | Megger Battery | Consumable-2562
__export__.product_template_17320 | 17320 | Megger Limited, England (LC No: 187717010073) | SP Parts-0186
__export__.product_template_23612 | 23612 | Meheguni Wood (2x2x5') 30pcs 1 set | Consumable-5070
__export__.product_template_24252 | 24252 | Metal Chalk
__export__.product_template_23547 | 23547 | Metal Chalk | Consumable-2781
__export__.product_template_18954 | 18954 | Metal Detectors | Consumable-1507
__export__.product_template_18955 | 18955 | Metal Detectors Battery | Consumable-1508
__export__.product_template_18956 | 18956 | Metal Detectors Battery Charger | Consumable-1509
__export__.product_template_18742 | 18742 | Metal Gum | Consumable-1295
__export__.product_template_22884 | 22884 | Metal Tools Box | TC-0044
__export__.product_template_12008 | 12008 | Meter Pipe | TRM-0315
__export__.product_template_17661 | 17661 | Meter Test Cable | Consumable-0214
__export__.product_template_23406 | 23406 | Meter (Tianjin, China) | SP Parts-0325
__export__.product_template_24233 | 24233 | Mica paper 10no (Heat proof)
__export__.product_template_23966 | 23966 | Mica Paper 10no (Heat Proof) | Consumable-5615
__export__.product_template_36603 | 36603 | Mica Paper -12 No
__export__.product_template_23518 | 23518 | Mica Paper 15no (Heat Proof) | Consumable-2783
__export__.product_template_24221 | 24221 | Mica paper 5no (Heat proof)
__export__.product_template_23967 | 23967 | Mica Paper 5no (Heat Proof) | Consumable-5616
__export__.product_template_24227 | 24227 | Mica paper 7no (Heat proof)
__export__.product_template_23519 | 23519 | Mica Paper 7no (Heat Proof) | Consumable-2784
__export__.product_template_23521 | 23521 | Mica Paper Tube 15no | Consumable-2765
__export__.product_template_12360 | 12360 | Mica Paper White 0.2mm / Polyester Film | SRM-0075 (Godown Rack-1)
__export__.product_template_17562 | 17562 | Micro Meter 0-25mm (Analog) | Consumable-0115
__export__.product_template_22323 | 22323 | Micrometer Battery | Consumable-2574
__export__.product_template_20896 | 20896 | Micro Relay-12 Stage | Sub-Station-0165
__export__.product_template_20895 | 20895 | Micro Relay-6 Stage | Sub-Station-0164
__export__.product_template_19293 | 19293 | Micro Switch | Consumable-1846
__export__.product_template_19378 | 19378 | Mig Connector (Male & Femail Part) | Consumable-1931
__export__.product_template_23684 | 23684 | Mig Gel | Consumable-5399
__export__.product_template_18749 | 18749 | Mig Holder Cap | Consumable-1302
__export__.product_template_18992 | 18992 | Mig Holder Spring | Consumable-1545
__export__.product_template_19064 | 19064 | Mig Insulator | Consumable-1617
__export__.product_template_18704 | 18704 | Mig Nipple 1mm | Consumable-1257
__export__.product_template_23696 | 23696 | MIG Nozzle conductive | Consumable-5408
__export__.product_template_21711 | 21711 | MIG Welding Holder | Consumable-2332
__export__.product_template_18965 | 18965 | Mig Welding Holder 1mm (350A) | Consumable-1518
__export__.product_template_23680 | 23680 | MIG Welding Holder Cap (500Amp) | Consumable-5395
__export__.product_template_23886 | 23886 | MIG Welding Holder Connector | Consumable-5560
__export__.product_template_23681 | 23681 | MIG Welding Holder set (500Amp) | Consumable-5396
__export__.product_template_23887 | 23887 | MIG Welding Machine 500Amp | Consumable-5561
__export__.product_template_24114 | 24114 | Mig Welding M/C (350A)
__export__.product_template_18374 | 18374 | Mig Welding M/C Set 315A | Consumable-0927
__export__.product_template_18433 | 18433 | Mig Welding Nozzle (1.0mm) | Consumable-0986
__export__.product_template_23678 | 23678 | Mig Welding Nozzle 1.2mm | Consumable-5393
__export__.product_template_18434 | 18434 | Mig Welding Nozzle Nipple | Consumable-0987
__export__.product_template_18055 | 18055 | Mig Wire Nozzle 1mm | Consumable-0608
__export__.product_template_17851 | 17851 | Mill Fall Socket | Consumable-0404
__export__.product_template_19034 | 19034 | Milling Cutter 3" | Consumable-1587
__export__.product_template_18655 | 18655 | Mini Bulb 24V | Consumable-1208
__export__.product_template_23902 | 23902 | Mini Side Cutter Pliers | Consumable-5570
__export__.product_template_21943 | 21943 | Mi-Ripter | Consumable-2441
__export__.product_template_23219 | 23219 | Mirror Screw | Consumable-2921
__export__.product_template_17672 | 17672 | MK 3 way Board | Consumable-0225
__export__.product_template_23273 | 23273 | M Kast 10mg | Consumable-2956
__export__.product_template_23424 | 23424 | MK Board 1 Gang | Consumable-26697
__export__.product_template_17838 | 17838 | MK Board 4"X4" | Consumable-0391
__export__.product_template_22611 | 22611 | MK Multy Socket with Board | Sub-Station-0438
__export__.product_template_23216 | 23216 | MK Screw 2" | Consumable-2918
__export__.product_template_17621 | 17621 | MK Switch 2 Gange | Consumable-0174
__export__.product_template_17622 | 17622 | MK Switch 3 Gange | Consumable-0175
__export__.product_template_17623 | 17623 | MK Switch 4 Gange | Consumable-0176
__export__.product_template_17665 | 17665 | MK Three Pin Combination Socket | Consumable-0218
__export__.product_template_23737 | 23737 | MK Three Pin Socket 15Amp | Consumable-5442
__export__.product_template_23738 | 23738 | MK Three Pin Socket 5Amp | Consumable-5443
__export__.product_template_18087 | 18087 | ML Cutter 10mm | Consumable-0640
__export__.product_template_18088 | 18088 | ML Cutter 12mm | Consumable-0641
__export__.product_template_18089 | 18089 | ML Cutter 16mm | Consumable-0642
__export__.product_template_18086 | 18086 | ML Cutter 8mm | Consumable-0639
__export__.product_template_17454 | 17454 | Mobil | Consumable-0007
__export__.product_template_17843 | 17843 | Mobil Delvac 15w 40 | Consumable-0396
__export__.product_template_23290 | 23290 | Mobile Cord | Consumable-2969
__export__.product_template_22522 | 22522 | Mobil Filter | Consumable-2644
__export__.product_template_11835 | 11835 | Moisture Holder (1 Kg) | TRM-0142
__export__.product_template_11834 | 11834 | Moisture Holder (3 Kg) | TRM-0141
__export__.product_template_21535 | 21535 | Moisture Holder (Breather) | TRM-0452
__export__.product_template_19263 | 19263 | Money Receipt Book | Consumable-1816
__export__.product_template_23128 | 23128 | Mono Cast Tablet | Consumable-2855
__export__.product_template_21639 | 21639 | Monogram Plate 10MVA | TRM-0049
__export__.product_template_22808 | 22808 | Montene 10mg | Consumable-2711
__export__.product_template_23260 | 23260 | Monthly Odoo ERP Software Maintenance fees | Consumable-2945
__export__.product_template_24287 | 24287 | Mosquito Coil
__export__.product_template_25495 | 25495 | Mosquito Coil | Consumable-5722
__export__.product_template_23040 | 23040 | Mosquito Fighter | Consumable-2834
__export__.product_template_22730 | 22730 | Mother Meter Board | TC-0030
__export__.product_template_17202 | 17202 | Motion Controller 1768 | SP Parts-0068
__export__.product_template_23065 | 23065 | Motor (0.8kw, 380rpm) Flangce Type | Consumable-2836
__export__.product_template_23600 | 23600 | Motor (1phase,1HP) Impeller side will be SS | Consumable-2829
__export__.product_template_18981 | 18981 | Motor 7.5 hp | Consumable-1534
__export__.product_template_18438 | 18438 | Motor Bick Helmet | Consumable-0991
__export__.product_template_21708 | 21708 | Motor Brand: WNM 3kw,380V, 6.0A, 2880rmp Flange Type | Consumable-2329
__export__.product_template_21768 | 21768 | Motor Control (ON/OFF) Selector Switch (Vision Tech) | Sub-Station-0214
__export__.product_template_22037 | 22037 | Motor Cooling Fan | Consumable-2484
__export__.product_template_23468 | 23468 | Motor Coupling (as per sample) | Consumable-2726
__export__.product_template_17214 | 17214 | Motor & Hoist Accessories 0.4kw | SP Parts-0080
__export__.product_template_17853 | 17853 | Motor Impler | Consumable-0406
__export__.product_template_18932 | 18932 | Motor Wing (15mmX145mm) | Consumable-1485
__export__.product_template_21540 | 21540 | Mounting Bolt (16x50)mm | TRM-0457
__export__.product_template_21539 | 21539 | Mounting Bolt (8x60)mm | TRM-0456
__export__.product_template_21962 | 21962 | Mounting Bolt & Butterfly Valve | TRM-0809
__export__.product_template_11875 | 11875 | Mounting Bolt/Radiator Bolt | TRM-0182
__export__.product_template_20784 | 20784 | Mounting Bolt Set-16X150mm | TRM-0401
__export__.product_template_22111 | 22111 | Mounting Engine | SP Parts-0287
__export__.product_template_23378 | 23378 | Moxilocin Drop | Consumable-2661
__export__.product_template_18442 | 18442 | MRR Book | Consumable-0995
__export__.product_template_17772 | 17772 | MS Angle 25X25X4mm | Consumable-0325
__export__.product_template_18324 | 18324 | MS Angle 40X40X4mm | Consumable-0877
__export__.product_template_23152 | 23152 | MS Angle 50x50x3mm | Consumable-2868
__export__.product_template_23800 | 23800 | MS Angle 50x50x5mm | TRM-5494
__export__.product_template_17870 | 17870 | MS Angle 50X50X6mm | TRM-0423
__export__.product_template_18428 | 18428 | MS Angle 63/65X63/65X5mm | Consumable-0981
__export__.product_template_18066 | 18066 | MS Angle 75X75X6mm | TRM-0619
__export__.product_template_23017 | 23017 | MS Angle Cutting M/C | Consumable-2823
__export__.product_template_18924 | 18924 | MS Band 4" | Consumable-1477
__export__.product_template_18923 | 18923 | MS Band 5" | Consumable-1476
__export__.product_template_19097 | 19097 | MS Band 8" | Consumable-1650
__export__.product_template_23692 | 23692 | MS Bend Pipe 1" | TRM-5404
__export__.product_template_23693 | 23693 | MS Bend Pipe 2" | TRM-5405
__export__.product_template_23694 | 23694 | MS Bend Pipe 4" | TRM-5406
__export__.product_template_20777 | 20777 | MS Bolt-10mmX8Feet | TRM-0394
__export__.product_template_19321 | 19321 | MS Bolt 10x20mm | Consumable-1874
__export__.product_template_24040 | 24040 | MS Bolt 12x20mm (Galvanized)
__export__.product_template_23741 | 23741 | MS Bolt 12x20mm (Galvanized) | SRM-5446
__export__.product_template_23640 | 23640 | MS Bolt 12x25mm (Galvanized) | SRM-0209
__export__.product_template_36516 | 36516 | MS bolt (12x25)mm, seven color
__export__.product_template_19011 | 19011 | MS Bolt 12X30mm | Consumable-1564
__export__.product_template_36518 | 36518 | MS bolt (12x30)mm, seven color
__export__.product_template_19012 | 19012 | MS Bolt 12X40mm | Consumable-1565
__export__.product_template_23487 | 23487 | MS Bolt 14mm (22no) Thread L-75mm (half Thread) | Consumable-2742
__export__.product_template_19158 | 19158 | MS Bolt 14X70mm | Consumable-1711
__export__.product_template_11895 | 11895 | MS Bolt 30X220mm | TRM-0202
__export__.product_template_22024 | 22024 | MS Bolt 6X25mm | SRM-2470
__export__.product_template_19194 | 19194 | MS Bolt 8X100mm | Consumable-1747
__export__.product_template_19193 | 19193 | MS Bolt 8X16mm | Consumable-1746
__export__.product_template_11892 | 11892 | MS Bolt 8X20mm | TRM-0199
__export__.product_template_19195 | 19195 | MS Bolt 8X30mm | Consumable-1748
__export__.product_template_23598 | 23598 | MS Bolt, Bush & Nut (L-150,Dia-30)mm with round plate, flat washer, spring washer | TRM-0713
__export__.product_template_24263 | 24263 | MS Bolt, Bush & Nut (L-150,Dia-30)mm with round plate, flat washer, spring washer
__export__.product_template_21948 | 21948 | MS Box (Fan net) | TRM-802
__export__.product_template_19084 | 19084 | MS Box Pipe 1"X1" | Consumable-1637
__export__.product_template_19168 | 19168 | MS Bush Pipe 4' | Consumable-1721
__export__.product_template_18735 | 18735 | MS Chaker Plate 4mm | Consumable-1288
__export__.product_template_17873 | 17873 | MS Channel 100X50X5mm | Consumable-0426
__export__.product_template_11787 | 11787 | MS Channel (100X50X5mm) | TRM-0094
__export__.product_template_18656 | 18656 | MS Channel 125X65X6mm | Consumable-1209
__export__.product_template_11788 | 11788 | MS Channel (125X65X6mm) | TRM-0095
__export__.product_template_18842 | 18842 | MS Channel 150X75X6.5mm | Consumable-1395
__export__.product_template_21628 | 21628 | MS Channel 150X75X6mm | TRM-0764
__export__.product_template_11790 | 11790 | MS Channel (200X75X6mm) | TRM-0097
__export__.product_template_24187 | 24187 | MS Channel 300X90X9mm
__export__.product_template_18536 | 18536 | MS Channel 300X90X9mm | Consumable-1089
__export__.product_template_18305 | 18305 | MS Channel 60X123/125X60X5.4/6mm | Consumable-0858
__export__.product_template_18359 | 18359 | MS Channel 63X125X6mm | Consumable-0912
__export__.product_template_18836 | 18836 | MS Channel 75X38X6mm | Consumable-1389
__export__.product_template_11786 | 11786 | MS Channel (75X40X5mm) | TRM-0093
__export__.product_template_23982 | 23982 | MS Channel (75X40X5mm)
__export__.product_template_18662 | 18662 | MS Cobza | Consumable-1215
__export__.product_template_22326 | 22326 | MS Core Bolt 16X270mm, Both End Thread 65mm | TRM-0853
__export__.product_template_22239 | 22239 | MS Core Bolt 16X270mm Both end Thread 70mm | TRM-0840
__export__.product_template_21695 | 21695 | MS Core Bolt 16X280mm Both end Thread 40mm | TRM-0788
__export__.product_template_22238 | 22238 | MS Core Bolt 16X290mm Both end Thread 70mm | TRM-0839
__export__.product_template_21691 | 21691 | MS Core Bolt 18X305mm Both end Thread 40mm | TRM-0784
__export__.product_template_21657 | 21657 | MS Core Bolt 20X330mm with 4 nut 2 washer thread 45mm both side end | TRM-0779
__export__.product_template_22008 | 22008 | MS Core Bolt 20X330mm with 4 nut 2 washer thread 55mm both side end | TRM-0821
__export__.product_template_22242 | 22242 | MS Core Bolt 25X520mm Both end Thread 100mm | TRM-0843
__export__.product_template_22231 | 22231 | MS Core Bolt 25X560mm Both side Thickness:100mm | TRM-0834
__export__.product_template_22541 | 22541 | MS Core Bolt (M18x330mm, Both End thread 70mm) (Tie 1pcs,Nut 4pcs & washer 2pcs) 8set | TRM-0904
__export__.product_template_22797 | 22797 | MS Core Bolt (M18x350mm, both End thread-65mm) (Tie rod 1pcs, Nut 4pcs, & Washer 02pcs=8set) | TRM-0957
__export__.product_template_22537 | 22537 | MS Core Bolt (M20x365mm, Both End thread 70mm) (Tie 1pcs,Nut 4pcs & washer 2pcs) 8set | TRM-0900
__export__.product_template_22641 | 22641 | MS Core Bolt (M20X380mm, Both End thread 70mm) (Tie Rod 1pcs, Nut 04pcs, & Washer 02pcs) 8set | TRM-0927
__export__.product_template_23434 | 23434 | MS Dhalai for Gear Box | Consumable-2818
__export__.product_template_18271 | 18271 | M-Seal | Consumable-0824
__export__.product_template_22710 | 22710 | MS Elbow 0.5" | Consumable-0028
__export__.product_template_21899 | 21899 | MS Elbow 1" | Consumable-2428
__export__.product_template_18667 | 18667 | MS Elbow 1.5" | Consumable-1220
__export__.product_template_21900 | 21900 | MS Elbow 1" (Short Pcs) | Consumable-2429
__export__.product_template_18188 | 18188 | MS Elbow 2" | Consumable-0741
__export__.product_template_18572 | 18572 | MS Elbow 2.5" | Consumable-1125
__export__.product_template_17795 | 17795 | MS Elbow 3" | Consumable-0348
__export__.product_template_19098 | 19098 | MS Elbow 8" | Consumable-1651
__export__.product_template_18669 | 18669 | MS Flange 1.5" | Consumable-1222
__export__.product_template_18179 | 18179 | MS Flange 2" | Consumable-0732
__export__.product_template_18573 | 18573 | MS Flange 2.5" | Consumable-1126
__export__.product_template_18177 | 18177 | MS Flange 2.5"X7" | Consumable-0730
__export__.product_template_18547 | 18547 | MS Flange 3" | Consumable-1100
__export__.product_template_18175 | 18175 | MS Flange 4" | Consumable-0728
__export__.product_template_18176 | 18176 | MS Flange 6" | Consumable-0729
__export__.product_template_18178 | 18178 | MS Flange 6"X2.5" | Consumable-0731
__export__.product_template_24167 | 24167 | MS Flat Washer 10mm(Galvanized)
__export__.product_template_24047 | 24047 | MS Flat Washer 12mm
__export__.product_template_23442 | 23442 | MS Flat Washer 12mm | Consumable-2711
__export__.product_template_11766 | 11766 | MS Flat Washer 32mm | TRM-0073
__export__.product_template_22201 | 22201 | MS Flat Washer 8mm | Sub-Station-0354
__export__.product_template_22703 | 22703 | MS Galvanized Full Thread Rod Dia: 16mm | TRM-0023
__export__.product_template_24340 | 24340 | MS Galvanized Nut Bolt 10X40mm (Bolt with Nut 01pcs, Plain Washer 02pcs, & Spring Washer 01pcs) | TRM-5706
__export__.product_template_12027 | 12027 | MS Galvanized Nut Bolt 12X60mm (Bolt with Nut 01pcs, Plain Washer 02pcs, & Spring Washer 01pcs) | TRM-0334
__export__.product_template_36513 | 36513 | MS Galvanized Nut Bolt 12X70mm (Bolt with Nut 02pcs, Plain Washer 02pcs, & Spring Washer 02pcs)
__export__.product_template_22657 | 22657 | MS Galvanized Nut Bolt 12X85mm (Bolt Full Thread with Nut 01pcs, Plain Washer 01pcs, & Spring Washer 01pcs) Head Less | TRM-0931
__export__.product_template_22659 | 22659 | MS Galvanized Nut Bolt 16X150mm (Radiator Mounting Bolt Ful Thread with Nut 03pcs, Plain Washer 03pcs, & Spring Washer 03pcs) Head Less | TRM-0933
__export__.product_template_22660 | 22660 | MS Galvanized Nut Bolt 25X75mm (Bolt with Nut 01pcs, Plain Washer 02pcs, & Spring Washer 01pcs) | TRM-0934
__export__.product_template_23761 | 23761 | MS Galvanized Nut Bolt Washer 12X25mm (N-1,W-2,SP W-1) | TRM-5463
__export__.product_template_23762 | 23762 | MS Galvanized Nut Bolt Washer 16X50mm (N-3,W-3,SP W-3) | TRM-5464
__export__.product_template_23760 | 23760 | MS Galvanized Nut Bolt Washer 6x50mm (N-1,W-1,SP W-1) | TRM-5462
__export__.product_template_22366 | 22366 | MS Galvanizing Full Thread Rod dia 10mm, Length-3048mm | TRM-0857
__export__.product_template_11726 | 11726 | MS Galv Nut-Bolt, Washer M10X40mm | TRM-0033 (GODOWN RACK-9)
__export__.product_template_36577 | 36577 | MS GI Pipe 3mm (ID: 25.4mm)
__export__.product_template_18996 | 18996 | MS GI Pipe 3mm (ID: 25.4mm) | TRM-1549
__export__.product_template_24061 | 24061 | MS GI Pipe 3mm (ID: 25.4mm)
__export__.product_template_22648 | 22648 | MS Hand Tools 18" (Sarashi) | TC-0022
__export__.product_template_22378 | 22378 | MS Hollow Punch dia 10mm (for Gasket hole) | Consumable-2587
__export__.product_template_22379 | 22379 | MS Hollow Punch dia 12mm (for Gasket hole) | Consumable-2588
__export__.product_template_22380 | 22380 | MS Hollow Punch dia 16mm (for Gasket hole) | Consumable-2589
__export__.product_template_22381 | 22381 | MS Hollow Punch dia 18mm (for Gasket hole) | Consumable-2590
__export__.product_template_22377 | 22377 | MS Hollow Punch dia 8mm (for Gasket hole) | Consumable-2586
__export__.product_template_18864 | 18864 | MS Nut 1" | Consumable-1417
__export__.product_template_22109 | 22109 | MS Nut 10mm | SRM-0178
__export__.product_template_12445 | 12445 | MS Nut 12mm (Galvanized) | SRM-0160 (GODOWN RACK-6)
__export__.product_template_18170 | 18170 | MS Nut 12X60mm | Consumable-0723
__export__.product_template_11764 | 11764 | MS Nut 14mm | TRM-0071
__export__.product_template_22589 | 22589 | MS Nut 16mm | TRM-0920
__export__.product_template_18467 | 18467 | MS Nut 25mm | Consumable-1020
__export__.product_template_11763 | 11763 | MS Nut 30mm | TRM-0070
__export__.product_template_23140 | 23140 | MS Nut 4" | Consumable-2861
__export__.product_template_19363 | 19363 | MS Nut 50X45mm | Consumable-1916
__export__.product_template_18587 | 18587 | MS Nut Bolt 10X100mm | Consumable-1140
__export__.product_template_11900 | 11900 | MS Nut/Bolt (10X25mm) with Double Washer | TRM-0207
__export__.product_template_18790 | 18790 | MS Nut Bolt 10X30mm | Consumable-1343
__export__.product_template_18946 | 18946 | MS Nut Bolt 10X40mm | Consumable-1499
__export__.product_template_18413 | 18413 | MS Nut Bolt 10X45mm | Consumable-0966
__export__.product_template_19303 | 19303 | MS Nut Bolt 10X50mm | Consumable-1856
__export__.product_template_11896 | 11896 | MS Nut Bolt (10X50mm) With Flat Washer- 2Pcs | TRM-0203
__export__.product_template_36569 | 36569 | MS Nut Bolt (10X50)mm With Washer
__export__.product_template_12339 | 12339 | MS Nut Bolt 10X70mm | SRM-0054 (GODOWN RACK-5)
__export__.product_template_19304 | 19304 | MS Nut Bolt 10X75mm | Consumable-1857
__export__.product_template_12030 | 12030 | MS Nut Bolt 10X95mm (Full Thread Without top with nut-1 nos, Plain Washer-1 nos, Spring Washer-1 nos) | TRM-0337
__export__.product_template_18453 | 18453 | MS Nut Bolt 12X100mm | Consumable-1006
__export__.product_template_17684 | 17684 | MS Nut Bolt (12X125mm) | Consumable-0237
__export__.product_template_17685 | 17685 | MS Nut Bolt (12X150mm) | Consumable-0238
__export__.product_template_17689 | 17689 | MS Nut Bolt (12X150mm) | Consumable-0242
__export__.product_template_11804 | 11804 | MS Nut Bolt (12X45mm) | TRM-0111
__export__.product_template_18458 | 18458 | MS Nut Bolt 12X50mm | Consumable-1011
__export__.product_template_17682 | 17682 | MS Nut Bolt (12X75mm) | Consumable-0235
__export__.product_template_11989 | 11989 | MS Nut Bolt 12X80mm | TRM-0296
__export__.product_template_12031 | 12031 | MS Nut Bolt 12X95mm (Full Thread Without top with nut-1 nos, Plain Washer-1 nos, Spring Washer-1 nos) | TRM-0338
__export__.product_template_17688 | 17688 | MS Nut Bolt (14X100mm) | Consumable-0241
__export__.product_template_17690 | 17690 | MS Nut Bolt (14X150mm) | Consumable-0243
__export__.product_template_17686 | 17686 | MS Nut Bolt (14X50mm) | Consumable-0239
__export__.product_template_17687 | 17687 | MS Nut Bolt (14X75mm) | Consumable-0240
__export__.product_template_17693 | 17693 | MS Nut Bolt (16X100mm) | Consumable-0246
__export__.product_template_17694 | 17694 | MS Nut Bolt (16X125mm) | Consumable-0247
__export__.product_template_17695 | 17695 | MS Nut Bolt (16X150mm) | Consumable-0248
__export__.product_template_17691 | 17691 | MS Nut Bolt (16X50mm) | Consumable-0244
__export__.product_template_11897 | 11897 | MS Nut Bolt (16X50mm) With Flat Washer- 2Pcs, Spring Washer- 1Pcs | TRM-0204
__export__.product_template_19222 | 19222 | MS Nut Bolt 16X60mm | Consumable-1775
__export__.product_template_22658 | 22658 | MS Nut Bolt 16X65mm with Double Flat washer & Spring Washer | TRM-0932 (GODOWN RACK-9)
__export__.product_template_17692 | 17692 | MS Nut Bolt (16X75mm) | Consumable-0245
__export__.product_template_18218 | 18218 | MS Nut Bolt 18X75mm | Consumable-0771
__export__.product_template_21532 | 21532 | MS Nut bolt 20x60mm | TRM-0449
__export__.product_template_18810 | 18810 | MS Nut Bolt 20X75mm | Consumable-1363
__export__.product_template_19119 | 19119 | MS Nut Bolt (22X75mm) | Consumable-1672
__export__.product_template_21714 | 21714 | MS Nut Bolt 24x100mm | TRM-0790
__export__.product_template_19120 | 19120 | MS Nut Bolt (24X130mm) | Consumable-1673
__export__.product_template_18219 | 18219 | MS Nut Bolt 25X125/130mm | Consumable-0772
__export__.product_template_21549 | 21549 | MS Nut bolt 25x75mm | TRM-0466
__export__.product_template_18796 | 18796 | MS Nut Bolt 30X75mm | Consumable-1349
__export__.product_template_19319 | 19319 | MS Nut Bolt 5/8"X3" | Consumable-1872
__export__.product_template_11901 | 11901 | MS Nut/Bolt (6X25) with Double Washer | TRM-0208
__export__.product_template_11902 | 11902 | MS Nut/Bolt (6X30) with Double Washer | TRM-0209
__export__.product_template_36559 | 36559 | MS nut bolt (6X38)mm seven color
__export__.product_template_18586 | 18586 | MS Nut Bolt 6X40mm | Consumable-1139
__export__.product_template_19301 | 19301 | MS Nut Bolt 6X50mm | Consumable-1854
__export__.product_template_19221 | 19221 | MS Nut Bolt 8X40mm | Consumable-1774
__export__.product_template_19320 | 19320 | MS Nut Bolt 8x50mm | Consumable-1873
__export__.product_template_19302 | 19302 | MS Nut Bolt 8X50mm | Consumable-1855
__export__.product_template_18697 | 18697 | MS Nut Bolt as per sample | Consumable-1250
__export__.product_template_20780 | 20780 | MS Nut-Bolt-Washer-10X95mm | TRM-0397
__export__.product_template_20781 | 20781 | MS Nut-Bolt-Washer-12X60mm | TRM-0398
__export__.product_template_20782 | 20782 | MS Nut-Bolt-Washer-12X95mm | TRM-0399
__export__.product_template_20783 | 20783 | MS Nut-Bolt-Washer-16X65mm | TRM-0400
__export__.product_template_11899 | 11899 | MS Nut Bolt Washer (6X40mm) | TRM-0206
__export__.product_template_11898 | 11898 | MS Nut Bolt Washer (8X40mm) | TRM-0205
__export__.product_template_20779 | 20779 | MS Nut-Bolt-Washer-8X40mm | TRM-0396
__export__.product_template_11894 | 11894 | MS Nut Bolt With Double Washer + Spring Washer (16X70mm) | TRM-0201
__export__.product_template_22566 | 22566 | MS Nut Bolt with washer 10X30mm | TRM-0911
__export__.product_template_22656 | 22656 | MS Nut Bolt With Washer 10X40mm | TRM-0034 (GODOWN RACK-9)
__export__.product_template_24038 | 24038 | MS Nut Bolt With Washer 10X60mm
__export__.product_template_24223 | 24223 | MS Nut Bolt With Washer 10X60mm
__export__.product_template_12025 | 12025 | MS Nut Bolt With Washer 10X65mm | TRM-0332 (GODOWN RACK-9)
__export__.product_template_24075 | 24075 | MS Nut Bolt With Washer 10X65mm(Galvanized)
__export__.product_template_20806 | 20806 | MS Nut Bolt With Washer 10X75mm | TRM-0423
__export__.product_template_12368 | 12368 | MS Nut Bolt with Washer 12X25mm | SRM-0083 (GODOWN RACK-6)
__export__.product_template_12426 | 12426 | MS Nut Bolt with Washer 12X30mm | SRM-0141 (GODOWN RACK-6)
__export__.product_template_17683 | 17683 | MS Nut Bolt with washer(12X40mm) | Consumable-0236
__export__.product_template_18734 | 18734 | MS Nut Bolt with Washer 12X40mm | Consumable-1287
__export__.product_template_23673 | 23673 | MS Nut Bolt with Washer 12X65mm | TRM-5389
__export__.product_template_19244 | 19244 | MS Nut Bolt With Washer 25X70mm | Consumable-1797
__export__.product_template_19266 | 19266 | MS Nut Bolt With Washer 30X100mm | Consumable-1819
__export__.product_template_12322 | 12322 | MS Nut Bolt with Washer 6X25mm | SRM-0037
__export__.product_template_12321 | 12321 | MS Nut Bolt with Washer 6X38 | SRM-0036 (GODOWN RACK-6)
__export__.product_template_22731 | 22731 | MS Nut Washer 12mm | TC-0031
__export__.product_template_22043 | 22043 | MS Pipe 0.5" | Consumable-2489
__export__.product_template_22042 | 22042 | MS Pipe 1" | TRM-2488
__export__.product_template_19115 | 19115 | MS Pipe 14" | Consumable-1668
__export__.product_template_18665 | 18665 | MS Pipe 1.5" | Consumable-1218
__export__.product_template_18431 | 18431 | MS Pipe 18" | Consumable-0984
__export__.product_template_18548 | 18548 | MS Pipe 2" | TRM-1101
__export__.product_template_18549 | 18549 | MS Pipe 3" | TRM-1102
__export__.product_template_21996 | 21996 | MS Pipe 3/4" | TRM-2455
__export__.product_template_18922 | 18922 | MS Pipe 34X3.50mm | Consumable-1475
__export__.product_template_18650 | 18650 | MS Pipe 350X 6mm | Consumable-1203
__export__.product_template_22670 | 22670 | MS Pipe 3" NB (OD 89.5mm-ID 80mm | TRM-0940
__export__.product_template_18868 | 18868 | MS Pipe 4" | TRM-1421
__export__.product_template_18666 | 18666 | MS Pipe 5" | Consumable-1219
__export__.product_template_17943 | 17943 | MS Pipe 5"X4.8mm | Consumable-0496
__export__.product_template_19014 | 19014 | MS Pipe 6" | Consumable-1567
__export__.product_template_19096 | 19096 | MS Pipe 8" | Consumable-1649
__export__.product_template_18808 | 18808 | MS Pipe 8"X7" | Consumable-1361
__export__.product_template_22623 | 22623 | MS Pipe (OD: 275mm, Thickness:12mm) | TC-0017
__export__.product_template_22622 | 22622 | MS Pipe (OD: 320mm, Thickness:12mm) | TC-0016
__export__.product_template_12346 | 12346 | MS Pipe (OD-32mm,Thickness 2.5mm) | SRM-0061
__export__.product_template_22618 | 22618 | MS Pipe OD 34mm, Tickness 3mm | TRM-0922
__export__.product_template_22572 | 22572 | MS Pipe OD 34mm, Tickness-3mm | TRM-0915
__export__.product_template_22044 | 22044 | MS Pipe, OD: 87mm, Thickness: 3mm | Consumable-2490
__export__.product_template_22060 | 22060 | MS Pipe Out Dia 50mm | Consumable-2500
__export__.product_template_22588 | 22588 | MS Pipe (Out Dia 89mm Thickness 4mm) | TC-0013
__export__.product_template_22619 | 22619 | MS Pipe Out Dia 89mm, Thickness 4mm | TRM-0923
__export__.product_template_23584 | 23584 | MS Plate 1000mmx1000mmx30mm | TRM-0763
__export__.product_template_22667 | 22667 | MS Plate 10'-0"x6'-4"x8mm | TRM-0937
__export__.product_template_18730 | 18730 | MS Plate 10mm | Consumable-1283
__export__.product_template_22665 | 22665 | MS Plate 11'-0"x4'-0"x12mm | TRM-0935
__export__.product_template_22668 | 22668 | MS Plate 11'-0"x4'-0"x16mm | TRM-0938
__export__.product_template_11955 | 11955 | MS Plate 12mm | TRM-0262
__export__.product_template_18921 | 18921 | MS Plate 145X145X90mm | Consumable-1474
__export__.product_template_21770 | 21770 | MS Plate 220mmX85mmXthickness60mm | Consumable-2368
__export__.product_template_18642 | 18642 | MS Plate (2400X1200X12)mm | TRM-1195
__export__.product_template_18949 | 18949 | MS Plate 240X130X90mm | Consumable-1502
__export__.product_template_23658 | 23658 | MS Plate 2500x1200x8 mm | TRM-1002
__export__.product_template_23657 | 23657 | MS Plate 2500x1500x8 mm | TRM-1001
__export__.product_template_18473 | 18473 | MS Plate 25mm | Consumable-1026
__export__.product_template_23660 | 23660 | MS Plate 3000x1200x8 mm | TRM-1004
__export__.product_template_23661 | 23661 | MS Plate 3000x1250x10 mm | TRM-1005
__export__.product_template_23700 | 23700 | MS Plate 3000x1500x16 mm | TRM-5409
__export__.product_template_23663 | 23663 | MS Plate 4000x1200x20 mm | TRM-1007
__export__.product_template_23659 | 23659 | MS Plate 4000x1200x8 mm | TRM-1003
__export__.product_template_23662 | 23662 | MS Plate 4000x1500x12 mm | TRM-1006
__export__.product_template_19090 | 19090 | MS Plate 48"X10'X5.5mm | Consumable-1643
__export__.product_template_11723 | 11723 | MS Plate 4'X8'X10mm | TRM-0030
__export__.product_template_11722 | 11722 | MS Plate 4'X8'X16mm | TRM-0029
__export__.product_template_18813 | 18813 | MS Plate 4'X8'X6mm | Consumable-1366
__export__.product_template_11724 | 11724 | MS Plate 4'X8'X8mm | TRM-0031
__export__.product_template_21559 | 21559 | MS Plate 8'-0"x4'-0"x8mm | SRM-0110
__export__.product_template_22666 | 22666 | MS Plate 9'-0"x4'-0"x10mm | TRM-0936
__export__.product_template_21529 | 21529 | MS Pressure Bolt (25x140)mm | TRM-0446
__export__.product_template_22928 | 22928 | MS Pressure Bolt 25x147mm (with Bolt, Nut, Bush & round Plate) | TRM-0959
__export__.product_template_21544 | 21544 | MS Pressure Bolt (30x175)mm | TRM-0461
__export__.product_template_22383 | 22383 | MS Pressure Nut Bolt, Bush & round Plate 200X30mm | TRM-0858
__export__.product_template_22146 | 22146 | MS Radiator 1225mmX300mmX12 Fin | TRM-0824
__export__.product_template_18210 | 18210 | MS Reducer 2"X1 & 1/2" | Consumable-0763
__export__.product_template_18577 | 18577 | MS Reducer 2"X2.5" | Consumable-1130
__export__.product_template_18576 | 18576 | MS Reducer 4"X2.5" | Consumable-1129
__export__.product_template_17534 | 17534 | MS Rod 6mm | Consumable-0087
__export__.product_template_20872 | 20872 | MS Royel Bolt-10X40mm | Sub-Station-0138
__export__.product_template_23786 | 23786 | MS Scraper | Consumable-5484
__export__.product_template_22705 | 22705 | MS Seamless Pipe 4", Thickness 4.5mm | TC-0024
__export__.product_template_18938 | 18938 | MS Shaft 110mm, 2' | Consumable-1491
__export__.product_template_17713 | 17713 | MS Shaft (25mm) | Consumable-0266
__export__.product_template_17714 | 17714 | MS Shaft (30mm) | Consumable-0267
__export__.product_template_18341 | 18341 | MS Shaft 35mm | Consumable-0894
__export__.product_template_17946 | 17946 | MS Shaft 38mm | Consumable-0499
__export__.product_template_17712 | 17712 | MS Shaft (40mm) | Consumable-0265
__export__.product_template_18959 | 18959 | MS Shaft 50mm | Consumable-1512
__export__.product_template_17945 | 17945 | MS Shaft 60mm | Consumable-0498
__export__.product_template_21775 | 21775 | MS Shaft 7" | Consumable-2372
__export__.product_template_18937 | 18937 | MS Shaft 80mm, 4' | Consumable-1490
__export__.product_template_22669 | 22669 | MS Shaft Dia 65mm | TRM-0939
__export__.product_template_22434 | 22434 | MS Shafting Rod 10mm | TRM-0863
__export__.product_template_11769 | 11769 | MS Shafting Rod 14mm | Consumable-0076
__export__.product_template_18280 | 18280 | MS Shafting Rod 14mm | Consumable-0833
__export__.product_template_21560 | 21560 | MS Sheet 10mm | SRM-0111
__export__.product_template_21561 | 21561 | MS Sheet 12mm | SRM-0112
__export__.product_template_12290 | 12290 | MS Sheet 1.8-1.99mm (1.8x1250mm) | SRM-0005
__export__.product_template_12292 | 12292 | MS Sheet 2-2.2mm | SRM-0007
__export__.product_template_12293 | 12293 | MS Sheet 2.5mm | SRM-0008
__export__.product_template_22979 | 22979 | MS Sheet 2mm | SRM-0184
__export__.product_template_12390 | 12390 | MS Sheet 3mm (3x1250mm) | SRM-0105
__export__.product_template_12291 | 12291 | MS Sheet 4mm | SRM-0006
__export__.product_template_23918 | 23918 | MS Sheet 5mm (5*1250/1500) | SRM-5583
__export__.product_template_21558 | 21558 | MS Sheet 6mm | SRM-0109
__export__.product_template_12039 | 12039 | MS Sheet (8'x4') Matt 14 SWG | Sub-Station-0001
__export__.product_template_12040 | 12040 | MS Sheet (8'x4') Matt 16 SWG | Sub-Station-0002
__export__.product_template_18191 | 18191 | MS Socket 2" | Consumable-0744
__export__.product_template_17719 | 17719 | MS Spring 7.5" | Consumable-0272
__export__.product_template_17731 | 17731 | MS Spring Washer 10mm | Consumable-0284
__export__.product_template_18585 | 18585 | MS Spring Washer 12mm | Consumable-1138
__export__.product_template_17732 | 17732 | MS Spring Washer 16mm | Consumable-0285
__export__.product_template_17729 | 17729 | MS Spring Washer 6mm | Consumable-0282
__export__.product_template_17730 | 17730 | MS Spring Washer 8mm | Consumable-0283
__export__.product_template_19219 | 19219 | MS Strainer 2.5" | Consumable-1772
__export__.product_template_22330 | 22330 | MS Suspension Rod 16X165mm, Full Thread (Nut 6pcs & washer 4pcs) | TRM-0856
__export__.product_template_21696 | 21696 | MS Suspension Rod 16X250mm Both end Thread 60mm | TRM-0789
__export__.product_template_22240 | 22240 | MS Suspension Rod 16X300mm Both end Thread 100mm | TRM-0841
__export__.product_template_22327 | 22327 | MS Suspension Rod 16X320mm, Both End Thread 110mm | TRM-0854
__export__.product_template_21692 | 21692 | MS Suspension Rod 18X250mm Both end Thread 60mm | TRM-0785
__export__.product_template_21658 | 21658 | MS Suspension Rod 20X220mm with 6 nut & 4 washer thread 65mm both side end | TRM-0780
__export__.product_template_21659 | 21659 | MS Suspension Rod 20X250mm with 6 nut & 4 washer thread 50mm both side end | TRM-0781
__export__.product_template_22009 | 22009 | MS Suspension Rod 20X320mm with 6 nut & 4 washer thread 75mm both side end | TRM-0822
__export__.product_template_22542 | 22542 | MS Suspension Rod (M18x300mm, Both end thread 110mm) (Tie Rod 1pcs,Nut 6pcs & washer 4pcs) 4set | TRM-0905
__export__.product_template_22798 | 22798 | MS Suspension Rod (M18x320mm, both End thread-110mm) (Tie rod 1pcs, Nut 6pcs, & Washer 04pcs=4set) | TRM-0958
__export__.product_template_22538 | 22538 | MS Suspension Rod (M20x300mm, Both end thread 110mm) (Tie Rod 1pcs,Nut 6pcs & washer 4pcs) 4set | TRM-0901
__export__.product_template_22642 | 22642 | MS Suspension Rod (M20X350mm, Both End Thread 120mm) (Tie Rod 01pcs,Nut 06pcs, & Washer 04pcs) 04Set | TRM-0928
__export__.product_template_18544 | 18544 | MS Tank Cap | Consumable-1097
__export__.product_template_18668 | 18668 | MS Tee 1.5" | Consumable-1221
__export__.product_template_18189 | 18189 | MS Tee 2" | Consumable-0742
__export__.product_template_18581 | 18581 | MS Tee 2.5" | Consumable-1134
__export__.product_template_17796 | 17796 | MS Tee 3" | Consumable-0349
__export__.product_template_22324 | 22324 | MS Tie Rod 16X1000mm, Both End Thread 220mm | TRM-0851
__export__.product_template_24161 | 24161 | MS Tie Rod (16X350mm) both side thread 75mm (Nut 4pcs & washer 2pcs)
__export__.product_template_22329 | 22329 | MS Tie Rod 16X500mm Both End Thread 75mm (24 Set) | TRM-0855
__export__.product_template_22237 | 22237 | MS Tie Rod 16X555mm Both end Thread 100mm | TRM-0838
__export__.product_template_22235 | 22235 | MS Tie Rod 16X570mm Both end Thread 105mm | TRM-0836
__export__.product_template_21694 | 21694 | MS Tie Rod 16X580mm Both end Thread 80mm | TRM-0787
__export__.product_template_22325 | 22325 | MS Tie Rod 16X750mm, Both End Thread 1000mm | TRM-0852
__export__.product_template_22236 | 22236 | MS Tie Rod 16X805mm Both end Thread 220mm | TRM-0837
__export__.product_template_22234 | 22234 | MS Tie Rod 16X820mm Both end Thread 225mm | TRM-0835
__export__.product_template_21693 | 21693 | MS Tie Rod 16X830mm Both end Thread 210mm | TRM-0786
__export__.product_template_21690 | 21690 | MS Tie Rod 18X650mm Both end Thread 80mm | TRM-0783
__export__.product_template_21689 | 21689 | MS Tie Rod 18X950mm Both end Thread 230mm | TRM-0782
__export__.product_template_21655 | 21655 | MS Tie Rod 20X1000mm with 6nut & 4 washer thread 230mm both side end | TRM-0777
__export__.product_template_22006 | 22006 | MS Tie Rod 20X1160mm with 6nut & 4 washer Thread both end 300mm | TRM-0819
__export__.product_template_21656 | 21656 | MS Tie Rod 20X700mm with 6nut & 4 washer thread 80mm both side end | TRM-0778
__export__.product_template_22007 | 22007 | MS Tie Rod 20X760mm with 6nut & 4 washer Thread both end 100mm | TRM-0820
__export__.product_template_22241 | 22241 | MS Tie Rod 25X1740mm Both end Thread 400mm | TRM-0842
__export__.product_template_22435 | 22435 | MS Tie Rod 30X1740mm both End Thread-400mm | TRM-0864
__export__.product_template_11969 | 11969 | MS Tie Rod (480X16mm) (Both Side Thread 75mm) (Seven Colour) | TRM-0276
__export__.product_template_23990 | 23990 | MS Tie Rod (Core bolt), Nut with flat & spring washer Dia 30mm,L 2050mm, Both side 450mm & 500mm thread, 8set
__export__.product_template_23881 | 23881 | MS Tie Rod (Core bolt), Nut with flat & spring washer Dia 30mm,L 2050mm, Both side 450mm & 500mm thread, 8set | TRM-5556
__export__.product_template_22579 | 22579 | MS Tie Rod (M16X455mm) both side thread 75mm (Nut 4pcs & washer 2pcs) | TRM-0917
__export__.product_template_22539 | 22539 | MS Tie Rod (M18x1000mm, Both End Thread 260mm) (Tie Rod 1pcs,Nut 6pcs & washer 4pcs) 4set | TRM-0902
__export__.product_template_22795 | 22795 | MS Tie Rod (M18X1030mm, both End thread-260) (Tie rod 1pcs, Nut 6pcs, & wahser 4pcs=4set) | TRM-0955
__export__.product_template_22540 | 22540 | MS Tie Rod (M18x700mm, Both End Thread 135mm) (Tie Rod 1pcs,Nut 6pcs & washer 4pcs) 4set | TRM-0903
__export__.product_template_22796 | 22796 | MS Tie Rod (M18X730mm, both End thread-150) (Tie rod 1pcs, Nut 6pcs, & wahser 4pcs=4set) | TRM-0956
__export__.product_template_22535 | 22535 | MS Tie Rod (M20x1170mm, Both End Thread 310mm) (Tie Rod 1pcs,Nut 6pcs & washer 4pcs) 4set | TRM-0898
__export__.product_template_22639 | 22639 | MS Tie Rod (M20x1290mm, Both End Thread 310mm) (Tie Rod 1pcs,Nut 6pcs & washer 4pcs) 4set | TRM-0925
__export__.product_template_22536 | 22536 | MS Tie Rod (M20x770mm, Both End Thread 150mm) (Tie Rod 1pcs,Nut 6pcs & washer 4pcs) 4set | TRM-0899
__export__.product_template_22640 | 22640 | MS Tie Rod (M20x890mm, Both End Thread 110mm) (Tie Rod 1pcs,Nut 6pcs & washer 4pcs) 4set | TRM-0926
__export__.product_template_23597 | 23597 | MS Tie Rod, Nut with Washer (Coil Stand) Dia 40mm,L-2100mm (12set) Both side 150mm & 800mm Square Thread | TRM-0712
__export__.product_template_23985 | 23985 | MS Tie Rod, Nut with Washer (Core Bolt) Dia 25mm,L-600mm (8set) Both side 125mm thread
__export__.product_template_23595 | 23595 | MS Tie Rod, Nut with Washer (Core Bolt) Dia 25mm,L-600mm (8set) Both side 125mm thread | TRM-0710
__export__.product_template_23596 | 23596 | MS Tie Rod, Nut with Washer Dia 30mm,L-2260mm (8set) Both side 100mm & 150mm thread | TRM-0711
__export__.product_template_18865 | 18865 | MS Washer 1" | Consumable-1418
__export__.product_template_23742 | 23742 | MS Washer 10mm | TRM-5447
__export__.product_template_23743 | 23743 | MS Washer 12mm | TRM-5448
__export__.product_template_23281 | 23281 | MS Washer 16mm (Flat) | Consumable-2962
__export__.product_template_22243 | 22243 | MS Washer 30mm | TRM-0844 (GODOWN RACK-10)
__export__.product_template_21681 | 21681 | MS Washer 6mm | Consumable-2319
__export__.product_template_18468 | 18468 | MS Washer Flat 1" | Consumable-1021
__export__.product_template_36520 | 36520 | MS washer galvanized 12mm, OD-28mm, thickness-1.8mm
__export__.product_template_18492 | 18492 | MS Wheel 370X60X100mm | Consumable-1045
__export__.product_template_18493 | 18493 | MS Wheel Pinnion 56teeth, 205mm | Consumable-1046
__export__.product_template_19249 | 19249 | MS Wire 10mm | Consumable-1802
__export__.product_template_18903 | 18903 | MS Wire 6mm | Consumable-1456
__export__.product_template_18284 | 18284 | MS Wire 8mm | Consumable-0837
__export__.product_template_23043 | 23043 | Multi Function Meter (Schneider, Intigrated display, Accuracy Class 0.5s, METSEPM5330) | Sub-Station-0533
__export__.product_template_36676 | 36676 | Multi Meter (AVO Meter)
__export__.product_template_12098 | 12098 | Multi Meter Digital | Sub-Station-0060
__export__.product_template_17644 | 17644 | Multi Plug | Consumable-0197
__export__.product_template_18845 | 18845 | Mustard Oil | Consumable-1398
__export__.product_template_21964 | 21964 | Mustard Oil | Consumable-2451
__export__.product_template_22815 | 22815 | Myolax 50mg | Consumable-2718
__export__.product_template_17317 | 17317 | Nagpur Machine Tools | SP Parts-0183
__export__.product_template_17478 | 17478 | Name Plate 100kva | Consumable-0031
__export__.product_template_17472 | 17472 | Name Plate 10kva | Consumable-0025
__export__.product_template_21578 | 21578 | Name Plate 10MVA | TRM-0552
__export__.product_template_24267 | 24267 | Name Plate 10MVA
__export__.product_template_22913 | 22913 | Name Plate (11/0.415KV) | TRM-0046
__export__.product_template_21579 | 21579 | Name Plate 1250 kva (3Phase) | TRM-0553
__export__.product_template_21583 | 21583 | Name Plate 1500 kva (3Phase) | TRM-0559
__export__.product_template_11930 | 11930 | Name Plate 150kva (3Phase) | TRM-0237
__export__.product_template_17471 | 17471 | Name Plate 15kva | Consumable-0024
__export__.product_template_23496 | 23496 | Name Plate (18"x3") PVC Board on Metal Plate Pasting | Consumable-2746
__export__.product_template_11795 | 11795 | Name Plate 2000kva (3Phase) | TRM-0102
__export__.product_template_11740 | 11740 | Name Plate 200 kva (3Phase) | TRM-0047
__export__.product_template_21585 | 21585 | Name Plate 2500 kva (3Phase) | TRM-0561
__export__.product_template_11741 | 11741 | Name Plate 250 kva (3Phase) | TRM-0048
__export__.product_template_23490 | 23490 | Name Plate 250KVA (BPDP) | TRM-0767
__export__.product_template_21960 | 21960 | Name Plate 250 kva Cont. | TRM-807
__export__.product_template_17474 | 17474 | Name Plate 25kva | Consumable-0027
__export__.product_template_21586 | 21586 | Name Plate 3000kva (3Phase) | TRM-0562
__export__.product_template_21569 | 21569 | Name Plate 315 kva (3Phase) | TRM-088
__export__.product_template_22912 | 22912 | Name Plate (33/0.415KV) | TRM-0045
__export__.product_template_11991 | 11991 | Name Plate 3500 kva (3Phase) | TRM-0298
__export__.product_template_17475 | 17475 | Name Plate 37.5kva | Consumable-0028
__export__.product_template_22269 | 22269 | Name Plate 4000KVA | TRM-0847
__export__.product_template_21571 | 21571 | Name Plate 400 kva (3 Phase) | TRM-0199
__export__.product_template_21573 | 21573 | Name Plate 500 kva (3Phase) | TRM-0166
__export__.product_template_17476 | 17476 | Name Plate 50kva | Consumable-0029
__export__.product_template_11738 | 11738 | Name Plate 50kva (3Phase) | TRM-0045
__export__.product_template_17473 | 17473 | Name Plate 5kva | Consumable-0026
__export__.product_template_21575 | 21575 | Name Plate 630kva (3Phase) | TRM-0167
__export__.product_template_11794 | 11794 | Name Plate 750kva (3Phase) | TRM-0101
__export__.product_template_17477 | 17477 | Name Plate 75kva | Consumable-0030
__export__.product_template_11759 | 11759 | Name Plate 75kva (3Phase) | TRM-0066
__export__.product_template_21577 | 21577 | Name Plate 800kva (3Phase) | TRM-0551
__export__.product_template_11742 | 11742 | Name Plate ABC (3Phase) | TRM-0049
__export__.product_template_36506 | 36506 | Name plate for bottom oil drain valve
__export__.product_template_36510 | 36510 | Name plate for filter oil valve
__export__.product_template_36524 | 36524 | Name plate for Lightning arrester
__export__.product_template_36517 | 36517 | Name plate for oil temperature
__export__.product_template_36519 | 36519 | Name plate for pressure release devise
__export__.product_template_36512 | 36512 | Name plate for sampling top valve
__export__.product_template_36508 | 36508 | Name plate for top oil drain valve
__export__.product_template_36515 | 36515 | Name plate for winding temperature
__export__.product_template_21911 | 21911 | Name Plate of ATS Panel | Sub-Station-269
__export__.product_template_21909 | 21909 | Name Plate of HT Switchgear | Sub-Station-267
__export__.product_template_21908 | 21908 | Name Plate of LT Switchgear | Sub-Station-266
__export__.product_template_21912 | 21912 | Name Plate of MDB Panel | Sub-Station-270
__export__.product_template_21910 | 21910 | Name Plate of PFI Panel | Sub-Station-268
__export__.product_template_21913 | 21913 | Name Plate of SDB Panel | Sub-Station-271
__export__.product_template_20785 | 20785 | Name Plate Set -100 KVA | TRM-0402
__export__.product_template_22273 | 22273 | Name Plate with Block Letter Box 315 KVA | TRM-0849
__export__.product_template_22274 | 22274 | Name Plate with Block Letter Box 500 KVA | TRM-0850
__export__.product_template_21854 | 21854 | Napa | Consumable-2400
__export__.product_template_23852 | 23852 | Naphthalin | Consumable-5534
__export__.product_template_25496 | 25496 | Napkin Tissue | Consumable-5723
__export__.product_template_24272 | 24272 | Napkin Tissue
__export__.product_template_21789 | 21789 | Napnil | Consumable-2385
__export__.product_template_17328 | 17328 | NC Blue Lacquer | SP Parts-0194
__export__.product_template_23718 | 23718 | NCT Ratio 1200/5 Amp, 15VA, 5P20 | TRM-5426
__export__.product_template_36595 | 36595 | NCT Ratio 1200/5 Amp, 20VA, 5P20 (Protection Class)
__export__.product_template_36692 | 36692 | NCT (Spec: 1200/5A, 5P20, 20VA) (Size: 135/225/60mm)
__export__.product_template_36630 | 36630 | NCT (Spec: LRB-11 1200/5A 5P20 20VA) (Size: 150/225x52mm)
__export__.product_template_21846 | 21846 | Neotack | Consubale-2393
__export__.product_template_36509 | 36509 | Netting Hose pipe (25mmX3mm)
__export__.product_template_23168 | 23168 | Networking Switch D-Link (DES-1016A, 16port) | Consumable-2880
__export__.product_template_22849 | 22849 | Nichiban 1inc | Consumable-2745
__export__.product_template_22841 | 22841 | Nichrome Wire 4kw | Consumable-2737
__export__.product_template_17968 | 17968 | Niddle Valve 3" | Consumable-0521
__export__.product_template_19411 | 19411 | Nipple 8X1/4" | Consumable-1964
__export__.product_template_17791 | 17791 | Nito Varnish | Consumable-0344
__export__.product_template_20786 | 20786 | Nito Vernish | TRM-0403
__export__.product_template_17456 | 17456 | Nitrogen Gas | Consumable-0009
__export__.product_template_36592 | 36592 | Nitrogen Gas
__export__.product_template_17538 | 17538 | Nitrogen Regulator | Consumable-0091
__export__.product_template_17911 | 17911 | N Malling Cutter 6mm | Consumable-0464
__export__.product_template_19003 | 19003 | NOF Volume | Consumable-1556
__export__.product_template_23510 | 23510 | Non Oxidizing Biocide (DUCIDE,50B(UK)) | Consumable-2757
__export__.product_template_17587 | 17587 | Nose Plier 8" | Consumable-0140
__export__.product_template_17969 | 17969 | Nozzle Insulator | Consumable-0522
__export__.product_template_24225 | 24225 | Nozzle Kit W/Test
__export__.product_template_24083 | 24083 | Nozzle Kit W/ Test
__export__.product_template_11739 | 11739 | nsu | TRM-0046
__export__.product_template_22995 | 22995 | Number & Letter Punch set 12mm (0-9 & A-Z) | TC-0052
__export__.product_template_22484 | 22484 | Number Punch 10mm | Consumable-2636
__export__.product_template_17830 | 17830 | Number Punch 3mm | Consumable-0383
__export__.product_template_18281 | 18281 | Number Punch 4mm | Consumable-0834
__export__.product_template_23410 | 23410 | Nuri Stone | Consumable-2685
__export__.product_template_11727 | 11727 | Nut (14mm) | TRM-0034
__export__.product_template_19162 | 19162 | Nut 5mm | Consumable-1715
__export__.product_template_11903 | 11903 | Nut Bolt (16X65mm) with Double Flat washer, Spring Washer | TRM-0210
__export__.product_template_11893 | 11893 | Nut Bolt with Double washer 6X15mm | TRM-0200
__export__.product_template_17334 | 17334 | Nut:M10 (Size: 25X25X10mm Thk) | SP Parts-0200
__export__.product_template_17336 | 17336 | Nut:M12 (Size: 24X24X12mm Thk) | SP Parts-0202
__export__.product_template_17332 | 17332 | Nut:M8 (Size: 20X20X8mm Thk) | SP Parts-0198
__export__.product_template_21748 | 21748 | Nylone Wheel 6" | Consumable-2358
__export__.product_template_11854 | 11854 | Nylon Pipe | TRM-0161
__export__.product_template_12035 | 12035 | Nylon Rope | TRM-0342
__export__.product_template_19422 | 19422 | Nylon Rope | Consumable-1975
__export__.product_template_11853 | 11853 | Nylon Sheet | TRM-0160
__export__.product_template_22032 | 22032 | Obit Belt XPB-1960LW | Consumable-2478
__export__.product_template_21781 | 21781 | Oddnil | Consumable-2378
__export__.product_template_24005 | 24005 | Odonil
__export__.product_template_23753 | 23753 | Odonil | Consumable-5455
__export__.product_template_23525 | 23525 | ODOO Implement | Consumable-27888
__export__.product_template_23447 | 23447 | Office File (as per sample) | Consumable-2712
__export__.product_template_18300 | 18300 | Office Pad | Consumable-0853
__export__.product_template_23746 | 23746 | Office Uniform | Consumable-5450
__export__.product_template_21536 | 21536 | Off-Load Tap Changer (200A) | TRM-0453 (Godown Block-A)
__export__.product_template_11859 | 11859 | Off-Load Tap Changer (Single Bridge) 200A | TRM-0166 (Godown Block-A)
__export__.product_template_17515 | 17515 | Off Push Switch | Consumable-0068
__export__.product_template_23200 | 23200 | Oil Control Valve O/H Kit | Consumable-2904
__export__.product_template_18483 | 18483 | Oil Filter | Consumable-1036
__export__.product_template_23561 | 23561 | Oil Filter (90915-20004) | Consumable-2803
__export__.product_template_23559 | 23559 | Oil Filter (90915-YzzD2) | Consumable-2801
__export__.product_template_24043 | 24043 | Oil Filter (90915-YZZD4)
__export__.product_template_24100 | 24100 | Oil Filter- (90915-YZZD4)
__export__.product_template_23555 | 23555 | Oil Filter (996-453) | Consumable-2797
__export__.product_template_36685 | 36685 | Oil Filter (996-453)
__export__.product_template_24027 | 24027 | Oil Filter-TOYOTA 90915-YZZD4
__export__.product_template_23036 | 23036 | Oil Filter Wranch | Consumable-2830
__export__.product_template_22617 | 22617 | Oil Flow Meter (Digital High Quality) In Dia 1" | Consumable-2656
__export__.product_template_11716 | 11716 | Oil Gauge | TRM-0023
__export__.product_template_19063 | 19063 | Oil Glass | Consumable-1616
__export__.product_template_17660 | 17660 | Oil Gun | Consumable-0213
__export__.product_template_20787 | 20787 | Oil Level Indicator-3500 KVA | TRM-0404
__export__.product_template_11828 | 11828 | Oil Level Indicator / Magnetic Oil Gauge | TRM-0135 (Godown Rack-4) +9
__export__.product_template_18617 | 18617 | Oil Level Pipe 3/4" | Consumable-1170
__export__.product_template_21507 | 21507 | Oil level tube | TRM-0424
__export__.product_template_17908 | 17908 | Oil Pump 1Hp | Consumable-0461
__export__.product_template_17907 | 17907 | Oil Pump 3Hp | Consumable-0460
__export__.product_template_24177 | 24177 | Oil pump Kit
__export__.product_template_19326 | 19326 | Oil Reciving Tube | Consumable-1879
__export__.product_template_18412 | 18412 | Oil Resistance Pipe 1" | Consumable-0965
__export__.product_template_19053 | 19053 | Oil Resistence Pipe (3/4") | Consumable-1606
__export__.product_template_18553 | 18553 | Oil Seal 20X35X7 | Consumable-1106
__export__.product_template_36488 | 36488 | Oil seal (2.5X10X6)mm
__export__.product_template_21719 | 21719 | Oil Seal 28X47X7mm | Consumable-2338
__export__.product_template_36594 | 36594 | Oil Seal 30 x 40 x 7
__export__.product_template_36571 | 36571 | Oil Seal (40X62X10)mm | Consumable-5741
__export__.product_template_36572 | 36572 | Oil Seal (40X62X7)mm | Consumable-5742
__export__.product_template_18674 | 18674 | Oil Seal 42X25X7mm | Consumable-1227
__export__.product_template_18675 | 18675 | Oil Seal 42X30X7mm | Consumable-1228
__export__.product_template_36596 | 36596 | Oil Seal 45 X 68 X 12
__export__.product_template_18554 | 18554 | Oil Seal 47X28X7 | Consumable-1107
__export__.product_template_36598 | 36598 | Oil Seal 50X60X8
__export__.product_template_36619 | 36619 | Oil Seal (50X72X12)mm
__export__.product_template_19267 | 19267 | Oil Seal 50X75X12mm | Consumable-1820
__export__.product_template_22038 | 22038 | Oil Seal 58X75X9mm | Consumable-2485
__export__.product_template_36600 | 36600 | Oil Seal 60X82X12
__export__.product_template_36489 | 36489 | Oil seal (65X75X6)mm
__export__.product_template_22704 | 22704 | Oil Seal 80x57.5x10mm | Consumable-2688
__export__.product_template_22584 | 22584 | Oil Seal 80x58x10mm | Consumable-2687
__export__.product_template_36610 | 36610 | Oil Seal 90X55X10
__export__.product_template_17936 | 17936 | Oil Seal 90X65X12mm | Consumable-0489
__export__.product_template_19381 | 19381 | Oil Seal (As Per Sample) | Consumable-1934
__export__.product_template_23183 | 23183 | Oil Seal (TC 30x50x10x5mm) | Consumable-2892
__export__.product_template_11933 | 11933 | Oil Temperature Indicator (OTI) | TRM-0240 (GODOWN RACK-4)
__export__.product_template_21528 | 21528 | Oil Temperature Meter (1250 KVA - 4000 KVA) | TRM-0445
__export__.product_template_21525 | 21525 | Oil Temperature Meter (50KVA - 1000KVA) | TRM-0442
__export__.product_template_11715 | 11715 | Oil Temperature Tube/Meter Pocket | TRM-0022
__export__.product_template_22900 | 22900 | Oil Test Machine Printer | Asset-0007
__export__.product_template_18333 | 18333 | Ollon | Consumable-0886
__export__.product_template_23384 | 23384 | Olpadin Drop | Consumable-2664
__export__.product_template_36691 | 36691 | OLTC CT (Spec: 1200/5A, 0.2, 20VA) (Size: 130/185/45mm)
__export__.product_template_36629 | 36629 | OLTC CT (Spec: LRB-11 1200/5A 20VA 0.2class) (Size: 150/225x52mm)
__export__.product_template_23369 | 23369 | OLTC type oil Immersed 14 MVA 33/11.55 KVA Three phase Power Transformer (Outsource) (Import) | 3 Phase (PW) - 10 MVA (PT)(Import)-0001
__export__.product_template_22812 | 22812 | Omidon Tablet | Consumable-2715
__export__.product_template_17198 | 17198 | Omron Pin Tr-out Timer H5CX | SP Parts-0064
__export__.product_template_17197 | 17197 | Omron Relay G3NA | SP Parts-0063
__export__.product_template_22907 | 22907 | On Delay Timer, Schneider/Telemechanic | Sub-Station-0497
__export__.product_template_23631 | 23631 | On-grid Solar System (3kW) | Sub-Station-5368
__export__.product_template_11922 | 11922 | Online UPS 2000VA | TRM-0229
__export__.product_template_24269 | 24269 | ON-LOAD TAP-CHANGER VACUTAP VIII200D-76-10193G with accessories
__export__.product_template_23666 | 23666 | ON-LOAD TAP-CHANGER VACUTAP® VVS®: VVS III 400D-40-10 19 3W | TRM-1008
__export__.product_template_22352 | 22352 | ON/OFF Push Switch | Sub-Station-0396
__export__.product_template_18094 | 18094 | On Push Switch | Consumable-0647
__export__.product_template_23074 | 23074 | O P C Drum (for Printer Use) | Consumable-2843
__export__.product_template_19427 | 19427 | Optical Fiver Patch Coat 5mm | Consumable-1980
__export__.product_template_36574 | 36574 | O-ring (110X6)mm | Consumable-5744
__export__.product_template_36573 | 36573 | O-ring (35X3)mm | Consumable-5743
__export__.product_template_36490 | 36490 | O-ring (5.5X64)mm
__export__.product_template_24149 | 24149 | O-ring as per sample
__export__.product_template_18074 | 18074 | O-Ring Big | Consumable-0627
__export__.product_template_24155 | 24155 | O-ring (ID-29mm, OD-35mm/Thickness-3mm)
__export__.product_template_18076 | 18076 | O-Ring Medium | Consumable-0629
__export__.product_template_23362 | 23362 | O Ring Pipe out dia 1 1/4" | Consumable-2656
__export__.product_template_17377 | 17377 | O-Ring Seal | SP Parts-0243
__export__.product_template_18075 | 18075 | O-Ring Small | Consumable-0628
__export__.product_template_19420 | 19420 | Orsaline | Consumable-1973
__export__.product_template_22595 | 22595 | Others Equipment_4000113924 | SSFG-OE
__export__.product_template_23124 | 23124 | Others Equipment_CBL/PUR/2021/2534 | SSFG-OE
__export__.product_template_22321 | 22321 | Others Equipment_CCDL/PUR/2019-20/01 | SSFG-OE
__export__.product_template_22319 | 22319 | Others Equipment_CEL/SS/HK/0303/430 | SSFG-OE
__export__.product_template_22320 | 22320 | Others Equipment_CEL/SS/HK/0707/493 | SSFG-OE
__export__.product_template_22457 | 22457 | Others Equipment_CEL/SS/HK/0718/509 | SSFG-OE
__export__.product_template_22318 | 22318 | Others Equipment_EAL/CEL/MAY20/WO1 | SSFG-OE
__export__.product_template_20788 | 20788 | OTI-10 MVA | TRM-0405
__export__.product_template_21741 | 21741 | OTI Tag Plate | TRM-0792
__export__.product_template_18491 | 18491 | Outer Cerclip 40mm | Consumable-1044
__export__.product_template_18509 | 18509 | Outer Cerclip Pleir 8" | Consumable-1062
__export__.product_template_17857 | 17857 | Outer Circlip 12mm | Consumable-0410
__export__.product_template_17858 | 17858 | Outer Circlip 15mm | Consumable-0411
__export__.product_template_36637 | 36637 | outer circlip-in dia 95mm
__export__.product_template_19373 | 19373 | Outer Cliper 38mm | Consumable-1926
__export__.product_template_36504 | 36504 | Out Register book for security gate
__export__.product_template_17634 | 17634 | Outside Caliper 12" | Consumable-0187
__export__.product_template_17635 | 17635 | Outside Caliper 24" | Consumable-0188
__export__.product_template_23379 | 23379 | Ovel Drop | Consumable-2662
__export__.product_template_22278 | 22278 | Over Current & Earth Fault Relay (Mikro) | Consumable-2571
__export__.product_template_18233 | 18233 | Overhead Crane | Asset-0002
__export__.product_template_36534 | 36534 | Overhead crane reaction & fabrication
__export__.product_template_22031 | 22031 | Overload Protector (KA-122, LPD021A) | Consumable-2477
__export__.product_template_36576 | 36576 | Overload Protector LRDO71.6~2.5A
__export__.product_template_17616 | 17616 | Over Load Really 48-57A | Consumable-0169
__export__.product_template_19223 | 19223 | Over Load Really 5-8A | Consumable-1776
__export__.product_template_19224 | 19224 | Over Load Really 7-11A | Consumable-1777
__export__.product_template_19017 | 19017 | Over Load Really 9-13A | Consumable-1570
__export__.product_template_18149 | 18149 | Over Load Realy 12-18A | Consumable-0702
__export__.product_template_23045 | 23045 | Over Load Realy (55-70A), Model-LRD3361, Schneider | Sub-Station-0535
__export__.product_template_22133 | 22133 | Over Load Reay 10-16A, Model: GBV2-ME22C | Consumable-2535
__export__.product_template_22134 | 22134 | Over Load Reay 16-20A, Model: GBV2-ME22C | Consumable-2536
__export__.product_template_22135 | 22135 | Over Load Reay 20-25A, Model: GBV2-ME22C | Consumable-2537
__export__.product_template_22132 | 22132 | Over Load Reay 4-10A, Model: GBV2-ME22C | Consumable-2534
__export__.product_template_11888 | 11888 | Overload Relay 10A | TRM-0195
__export__.product_template_17726 | 17726 | Over Load Relay 4-6A | Consumable-0279
__export__.product_template_23629 | 23629 | Overload Relay (5A - 8A) | Consumable-5366
__export__.product_template_17606 | 17606 | Over Load Relay 7-10A | Consumable-0159
__export__.product_template_23391 | 23391 | Over Load Relay (LRI-D63357) as per sample | Consumable-2674
__export__.product_template_23509 | 23509 | Oxidizing Biocide (DU PROTECT-1200 (UK)) | Consumable-2756
__export__.product_template_36579 | 36579 | Oxygen Gas
__export__.product_template_17455 | 17455 | Oxygen Gas | Consumable-0008
__export__.product_template_17541 | 17541 | Oxygen Key | Consumable-0094
__export__.product_template_17362 | 17362 | Oxygen Meter | SP Parts-0228
__export__.product_template_18465 | 18465 | Oxygen Pipe | Consumable-1018
__export__.product_template_17540 | 17540 | Oxygen Regulator | Consumable-0093
__export__.product_template_17432 | 17432 | Packing Box Polythene 25kva L48"XW40" | Packaging-0014
__export__.product_template_17433 | 17433 | Packing Box Polythene 37.5/50kva L60"XW48" | Packaging-0015
__export__.product_template_17442 | 17442 | Packing Box Polythene 5-15kva 48"X60" | Packaging-0024
__export__.product_template_17434 | 17434 | Packing Box Polythene 75/100kva L72"XW56" | Packaging-0016
__export__.product_template_22966 | 22966 | Packing List Book | Consumable-2795
__export__.product_template_21637 | 21637 | Packing Poly Tape 2"/2.5" | Consumable-2306
__export__.product_template_17592 | 17592 | Paddle Switch | Consumable-0145
__export__.product_template_18293 | 18293 | Padestal Fan 24" | Consumable-0846
__export__.product_template_18881 | 18881 | Padestal Fan Regulator | Consumable-1434
__export__.product_template_18686 | 18686 | Padestal Fan Wing | Consumable-1239
__export__.product_template_17715 | 17715 | Pad Lock (1") | Consumable-0268
__export__.product_template_18226 | 18226 | Pad Low | Consumable-0779
__export__.product_template_23029 | 23029 | Paicloriks (Tree Medicin) | Consumable-2828
__export__.product_template_17483 | 17483 | Paint Brush 1" | Consumable-0036
__export__.product_template_17956 | 17956 | Paint Brush 1/2" | Consumable-0509
__export__.product_template_17482 | 17482 | Paint Brush 2" | Consumable-0035
__export__.product_template_24008 | 24008 | Paint Brush 2" | Consumable-5730
__export__.product_template_17484 | 17484 | Paint Brush 3" | Consumable-0037
__export__.product_template_24001 | 24001 | Paint Brush 4"
__export__.product_template_17485 | 17485 | Paint Brush 4" | Consumable-0038
__export__.product_template_18027 | 18027 | Paint Brush 5" | Consumable-0580
__export__.product_template_22264 | 22264 | Paint Filter (Net) | Consumable-2568
__export__.product_template_18683 | 18683 | Panel Ampere Meter 2000Amp | Consumable-1236
__export__.product_template_22158 | 22158 | Panel Corner | Sub-Station-0342
__export__.product_template_22864 | 22864 | Panel Door Handle | Sub-Statuib-0486
__export__.product_template_21865 | 21865 | Panel Gasket | TRM-0799
__export__.product_template_22528 | 22528 | Panel Gasket (Double) | Sub-Station-0425
__export__.product_template_22615 | 22615 | Panel Gasket (indoor) Tube Type | Sub-Station-0442
__export__.product_template_11907 | 11907 | Panel Heater 220V with Thermostate | TRM-0214
__export__.product_template_12050 | 12050 | Panel Hinz (Kobza) | Sub-Station-0012
__export__.product_template_21987 | 21987 | Panel Hook/I Bolt round type (Galvanized) | Consumable-2452
__export__.product_template_22157 | 22157 | Panel Kobja | Sub-Station-0341
__export__.product_template_12045 | 12045 | Panel Lock (BIG) | Sub-Station-0007
__export__.product_template_12046 | 12046 | Panel Lock (Small) | Sub-Station-0008
__export__.product_template_12055 | 12055 | Panel Louver 5", Best Quality | Sub-Station-0017
__export__.product_template_23008 | 23008 | Panel Louver 8" (Best Quality) | Sub-Station-0530
__export__.product_template_21876 | 21876 | Panel Push Lock Big | Consumable-2414
__export__.product_template_17192 | 17192 | Panel View Ethernet 2711P | SP Parts-0058
__export__.product_template_18504 | 18504 | Panel Volt Meter | Consumable-1057
__export__.product_template_17952 | 17952 | Pannel Holder | Consumable-0505
__export__.product_template_20908 | 20908 | Pannel Lock-M/S-490 | Sub-Station-0177
__export__.product_template_18232 | 18232 | Pannel Meter | Consumable-0785
__export__.product_template_18874 | 18874 | Pannel Meter (100 Amp) | Consumable-1427
__export__.product_template_18875 | 18875 | Pannel Meter (200 Amp) | Consumable-1428
__export__.product_template_18873 | 18873 | Pannel Meter (60 Amp) | Consumable-1426
__export__.product_template_11909 | 11909 | Pannel Push Lock (Big) | TRM-0216
__export__.product_template_18447 | 18447 | Paper Cutting Shearing M/C | Consumable-1000
__export__.product_template_18125 | 18125 | Paper File | Consumable-0678
__export__.product_template_19155 | 19155 | Paper Gasket 1mm | Consumable-1708
__export__.product_template_18623 | 18623 | Paper Gasket as per sample | Consumable-1176
__export__.product_template_17811 | 17811 | Paper Punch M/C | Consumable-0364
__export__.product_template_12304 | 12304 | Paper Tube (Size: ID-51.5mm, OD-56mm, T-2.5mm,L-44") | SRM-0019 (GODOWN RACK-7)
__export__.product_template_23789 | 23789 | Paposh | Consumable-5486
__export__.product_template_23385 | 23385 | Patadin Drop | Consumable-2665
__export__.product_template_17525 | 17525 | Pathi Cutter 12" | Consumable-0078
__export__.product_template_18644 | 18644 | Patical Board 6mm | Consumable-1197
__export__.product_template_17259 | 17259 | Pawl Pin | SP Parts-0125
__export__.product_template_17408 | 17408 | PCB Board | SP Parts-0274
__export__.product_template_17745 | 17745 | Pencil Battery | Consumable-0298
__export__.product_template_18309 | 18309 | Pencil Cutter | Consumable-0862
__export__.product_template_17495 | 17495 | Pencil Grinding M/C 220v Dewalt | Consumable-0048
__export__.product_template_18462 | 18462 | Pencil Rubber | Consumable-1015
__export__.product_template_18246 | 18246 | Pencil Wood | Consumable-0799
__export__.product_template_19406 | 19406 | Pen Drive | Consumable-1959
__export__.product_template_23790 | 23790 | Pen Holder | Consumable-5489
__export__.product_template_18687 | 18687 | Permanent Magnet Lifter 600kg | Consumable-1240
__export__.product_template_20789 | 20789 | Perma Wood-25 mm | TRM-0406
__export__.product_template_20790 | 20790 | Perma Wood (HT Ring)-50 mm | TRM-0407
__export__.product_template_21503 | 21503 | Permawood Washer | TRM-0420
__export__.product_template_19123 | 19123 | Petty Cash Book | Consumable-1676
__export__.product_template_23489 | 23489 | Petty Cash Money | CM-0190
__export__.product_template_21933 | 21933 | PFC Relay 12 stage, Mikro | Sub-Station-0397
__export__.product_template_21826 | 21826 | PFC Relay 6 stage (Mikro) | Sub-Station-246
__export__.product_template_19369 | 19369 | PF Diode | Consumable-1922
__export__.product_template_23117 | 23117 | PFI (1500 KVAR)_CIL/SS/12/796 | SSFG-PFI-1500-KVAR
__export__.product_template_11262 | 11262 | PFI (150 KVAR) | SSFG-PFI-150-KVAR
__export__.product_template_22312 | 22312 | PFI (190 KVAR)_CEL/SS/HK/0303/430 | SSFG-PFI-190-KVAR
__export__.product_template_22306 | 22306 | PFI (190 KVAR)_CEL/SS/HK/0707/493 | SSFG-PFI-190-KVAR
__export__.product_template_23106 | 23106 | PFI (190 KVAR)_CON/TR/CCCC-S4-01 | SSFG-PFI-190-KVAR
__export__.product_template_23644 | 23644 | PFI (190 KVAR)_PEB/PO/2023/4/13947 | SSFG-PFI-190-KVAR
__export__.product_template_23112 | 23112 | PFI (240 KVAR)_CEL/SS/HK/0113/645 | SSFG-PFI-240-KVAR
__export__.product_template_22646 | 22646 | PFI (240 KVAR)_CPL/December-19/960 | SSFG-PFI-240-KVAR
__export__.product_template_22315 | 22315 | PFI (300 KVAR)_CCDL/PUR/2019-20/01 | SSFG-PFI-300-KVAR
__export__.product_template_22455 | 22455 | PFI (300 KVAR)_CEL/SS/HK/0718/509 | SSFG-PFI-300-KVAR
__export__.product_template_22593 | 22593 | PFI (300 KVAR)_CEL/SS/HK/0926/558 | SSFG-PFI-300-KVAR
__export__.product_template_22699 | 22699 | PFI (300 KVAR)_PO LGED 046 2019 | SSFG-PFI-300-KVAR
__export__.product_template_22695 | 22695 | PFI (750 KVAR)_CEL/SS/HK/1118/605 | SSFG-PFI-750-KVAR
__export__.product_template_22286 | 22286 | PFI (900 KVAR)_EAL/CEL/MAY20/WO1 | SSFG-PFI-900-KVAR
__export__.product_template_23083 | 23083 | PFI (90 KVAR)_CEL/SS/HK/1204/615 | SSFG-PFI-90-KVAR
__export__.product_template_23095 | 23095 | PFI (960 KVAR)_CBL/PUR/2021/2534 | SSFG-PFI-960-KVAR
__export__.product_template_22678 | 22678 | PFI Plant 380KVAR (Out Source) | Sub-Station Finish Good-0004
__export__.product_template_18452 | 18452 | PFI Relay 12Step | Consumable-1005
__export__.product_template_12074 | 12074 | PFI Relay 6 Stage, | Sub-Station-0036
__export__.product_template_18830 | 18830 | Phase Failure Relay | Consumable-1383
__export__.product_template_18829 | 18829 | Phase Failure Relay (VSP-3) | Consumable-1382
__export__.product_template_18831 | 18831 | Phase Failure Relay (VSP-D2) | Consumable-1384
__export__.product_template_23957 | 23957 | Phase marking 10MVA 7pcs/set | TRM-5610
__export__.product_template_24266 | 24266 | Phase marking 10MVA 7pcs/set
__export__.product_template_22169 | 22169 | Phase Marking_(ABC abcn - 25x25mm, MAX MIN - 23x11mm, 9pcs, R-Y-B) | TRM-0825
__export__.product_template_21901 | 21901 | PH Controller | Consumable-2430
__export__.product_template_23399 | 23399 | PH Meter indicator Electrode | Consumable-2682
__export__.product_template_22831 | 22831 | Phosphate | Consumable-2728
__export__.product_template_19421 | 19421 | Photo Album | Consumable-1974
__export__.product_template_21625 | 21625 | Photo Electric Sensor (Autonics) | Consumable-2301
__export__.product_template_17183 | 17183 | Photo EYE | SP Parts-0049
__export__.product_template_18231 | 18231 | Photo Sensor | Consumable-0784
__export__.product_template_22033 | 22033 | Photo Sensor (Autorica-3B111D, BEN300-DFR) | Consumable-2479
__export__.product_template_18984 | 18984 | PH Paper | Consumable-1537
__export__.product_template_17835 | 17835 | PIB Tape 1" | Consumable-0388
__export__.product_template_22029 | 22029 | Pick-Up/Car Tyre (175/75 R 15) | Consumable-2475
__export__.product_template_18609 | 18609 | Piller Drill M/C | Consumable-1162
__export__.product_template_24153 | 24153 | Pin (43731-23442-71-OEM)
__export__.product_template_24051 | 24051 | PIN (43731-23442-71-OEM)
__export__.product_template_24258 | 24258 | PIN 43731-30512-71
__export__.product_template_24262 | 24262 | PIN 43753-30512-71
__export__.product_template_22258 | 22258 | Pinch Roll Cylinder Weld Plate | SP Parts-0309
__export__.product_template_19294 | 19294 | Pin Connector 63A | Consumable-1847
__export__.product_template_24244 | 24244 | Pin, horn (57413-22500-71-OEM)
__export__.product_template_22483 | 22483 | Pinion | Consumable-2635
__export__.product_template_18174 | 18174 | Pinion 13 teeth | Consumable-0727
__export__.product_template_18133 | 18133 | Pinion 18 teeth | Consumable-0686
__export__.product_template_21966 | 21966 | Pinion 30 Teeth, Out Dia 42mm, In Dia 38mm Thickness 20mm | Consumable-811
__export__.product_template_21965 | 21965 | Pinion 34 Teeth, Out Dia 72mm, In Dia 38mm Thickness 20mm | Consumable-810
__export__.product_template_18941 | 18941 | Pinion 40 Teeth | Consumable-1494
__export__.product_template_21967 | 21967 | Pinion 40 Teeth, Out Dia 82mm, In Dia 38mm Thickness 20mm | Consumable-812
__export__.product_template_17871 | 17871 | Pinion 56 teeth | Consumable-0424
__export__.product_template_22688 | 22688 | Pinion Adjust | Consumable-2681
__export__.product_template_22689 | 22689 | Pinion OD 70mm ID 28mm Thickness 30mm Number of Teeth 26 | Consumable-2682
__export__.product_template_22690 | 22690 | Pinion Single | Consumable-2683
__export__.product_template_18814 | 18814 | Pinion Thickness 25mm | Consumable-1367
__export__.product_template_22063 | 22063 | Pinium | COnsumable-2503
__export__.product_template_22094 | 22094 | Pin Lug 1.5rm | Sub-Station-0314
__export__.product_template_22095 | 22095 | Pin Lug 2.5rm | Sub-Station-0315
__export__.product_template_23204 | 23204 | Pin Real Axle | Consumable-2902908
__export__.product_template_18463 | 18463 | Pin Remover | Consumable-1016
__export__.product_template_24141 | 24141 | Pin, Steering Knuckle King (43232-26600-71-OEM)
__export__.product_template_24184 | 24184 | PIN, STEERING KNUCKLE KING (43232-26600-71-OEM)
__export__.product_template_24245 | 24245 | PIN, STEERING KNUCKLE KING 43232-30511-71
__export__.product_template_17522 | 17522 | Pipe Wrench 12" | Consumable-0075
__export__.product_template_17523 | 17523 | Pipe Wrench 18" | Consumable-0076
__export__.product_template_17524 | 17524 | Pipe Wrench 36" | Consumable-0077
__export__.product_template_36605 | 36605 | Piston (100 ltr size compressor)
__export__.product_template_22877 | 22877 | Piston Connector | Consumable-2757
__export__.product_template_21728 | 21728 | Piston Ring | Consumable-2345
__export__.product_template_36606 | 36606 | Piston ring (100 ltr size compressor)
__export__.product_template_18772 | 18772 | Piston Ring 100mm | Consumable-1325
__export__.product_template_17180 | 17180 | Piston Seal Kit & Rod Bearing Kit | SP Parts-0046
__export__.product_template_22257 | 22257 | Pivot Arm, Strip Drive Pinch | SP Parts-0308
__export__.product_template_22250 | 22250 | PIV Tape | Consumable-2566
__export__.product_template_12000 | 12000 | Plain Runner 6X20X2120mm | TRM-0307 (Godown Block-A)
__export__.product_template_11998 | 11998 | Plain Runner 6X20X950mm | TRM-0305 (Godown Block-A)
__export__.product_template_17798 | 17798 | Plasma Cutting Nozzle Set | Consumable-0351
__export__.product_template_24203 | 24203 | Plastic Bag 18"x24"
__export__.product_template_23548 | 23548 | Plastic Bag 18"x24" | Consumable-2782
__export__.product_template_24197 | 24197 | Plastic Bag 18"x24"
__export__.product_template_18507 | 18507 | Plastic Basket | Consumable-1060
__export__.product_template_23354 | 23354 | Plastic Board 18"x3" | Consumable-2643
__export__.product_template_23352 | 23352 | Plastic Board 18"x5" | Consumable-2641
__export__.product_template_18148 | 18148 | Plastic Board 8"X3.5" | Consumable-0701
__export__.product_template_18332 | 18332 | Plastic Bobbin 8"x9.5" | Consumable-0885
__export__.product_template_22751 | 22751 | Plastic Bottol | Consumable-2701
__export__.product_template_21815 | 21815 | Plastic Channel 1.5" | Sub-Station-235
__export__.product_template_22750 | 22750 | Plastic Cup | Consumable-2700
__export__.product_template_17499 | 17499 | Plastic File | Consumable-0052
__export__.product_template_17501 | 17501 | Plastic file box | Consumable-0054
__export__.product_template_18506 | 18506 | Plastic Mug | Consumable-1059
__export__.product_template_23526 | 23526 | Plastic Paint (Various Color) | Consumable-2769
__export__.product_template_18543 | 18543 | Plastic Paint White | Consumable-1096
__export__.product_template_23891 | 23891 | Plastic Pipe 1" | Consumable-5562
__export__.product_template_18168 | 18168 | Plastic Pipe 2" | Consumable-0721
__export__.product_template_18235 | 18235 | Plastic Wheel 4/6" | Consumable-0788
__export__.product_template_17705 | 17705 | Plastic Wheel (8") | Consumable-0258
__export__.product_template_18402 | 18402 | Plate Bending (Core Clamp) Dice | Consumable-0955
__export__.product_template_23331 | 23331 | Pneumatic Cylinder (Brand Festo) Model ADN-32-25-I-P-A) | Consumable-2983
__export__.product_template_23332 | 23332 | Pneumatic Cylinder (Brand Festo) Model ADNGF-25-25-A) | Consumable-2983
__export__.product_template_36612 | 36612 | Pneumatic Cylinder-SC-40x40
__export__.product_template_18913 | 18913 | Pneumatic Elbow 10mm | Consumable-1466
__export__.product_template_19030 | 19030 | Pneumatic Elbow 10X1/4" | Consumable-1583
__export__.product_template_18916 | 18916 | Pneumatic Elbow 12mm | Consumable-1469
__export__.product_template_19213 | 19213 | Pneumatic Elbow 16mm | Consumable-1766
__export__.product_template_18877 | 18877 | Pneumatic Elbow 6mm | Consumable-1430
__export__.product_template_18909 | 18909 | Pneumatic Elbow 8mm | Consumable-1462
__export__.product_template_23373 | 23373 | Pneumatic Nipple 10mm | Consumable-2664
__export__.product_template_18803 | 18803 | Pneumatic Nipple 10mmX1/2" | Consumable-1356
__export__.product_template_19031 | 19031 | Pneumatic Nipple 10X1/4" | Consumable-1584
__export__.product_template_18804 | 18804 | Pneumatic Nipple 12mmX1/2" | Consumable-1357
__export__.product_template_19251 | 19251 | Pneumatic Nipple 16mm | Consumable-1804
__export__.product_template_18904 | 18904 | Pneumatic Nipple 6mmx1/2" | Consumable-1457
__export__.product_template_22965 | 22965 | Pneumatic Nipple 6mmx1/4" | Consumable-2795
__export__.product_template_18906 | 18906 | Pneumatic Nipple 8mmx1/2" | Consumable-1459
__export__.product_template_22964 | 22964 | Pneumatic Nipple 8mmx1/4" | Consumable-2794
__export__.product_template_18910 | 18910 | Pneumatic Pipe 10mm | Consumable-1463
__export__.product_template_18802 | 18802 | Pneumatic Pipe 12mm | Consumable-1355
__export__.product_template_19250 | 19250 | Pneumatic Pipe 16mm | Consumable-1803
__export__.product_template_18880 | 18880 | Pneumatic Pipe 6mm | Consumable-1433
__export__.product_template_18905 | 18905 | Pneumatic Pipe 8mm | Consumable-1458
__export__.product_template_18911 | 18911 | Pneumatic Socket 10mm | Consumable-1464
__export__.product_template_18914 | 18914 | Pneumatic Socket 12mm | Consumable-1467
__export__.product_template_18879 | 18879 | Pneumatic Socket 6mm | Consumable-1432
__export__.product_template_18907 | 18907 | Pneumatic Socket 8mm | Consumable-1460
__export__.product_template_23494 | 23494 | Pneumatic Speed Controller (1/8x8mm) | Consumable-2745
__export__.product_template_23471 | 23471 | Pneumatic Strapping M/C (Size: 19mm to 32mm) | SP Parts-0344
__export__.product_template_18912 | 18912 | Pneumatic Tee 10mm | Consumable-1465
__export__.product_template_18915 | 18915 | Pneumatic Tee 12mm | Consumable-1468
__export__.product_template_18878 | 18878 | Pneumatic Tee 6mm | Consumable-1431
__export__.product_template_18908 | 18908 | Pneumatic Tee 8mm | Consumable-1461
__export__.product_template_22382 | 22382 | Pneumatic Torkue Wrench/Air Impact Wrench (6mm-40mm) heavy Quality, Nitrocat Brand | Consumable-2591
__export__.product_template_17385 | 17385 | Pneumatic Valve DN25 | SP Parts-0251
__export__.product_template_17384 | 17384 | Pneumatic Valve DN50 | SP Parts-0250
__export__.product_template_23483 | 23483 | Pocket Tube Bond Plug (In dia-24mm) | Consumable-2739
__export__.product_template_19376 | 19376 | Polo T-Shirt | Consumable-1929
__export__.product_template_18967 | 18967 | Polyelectrolyte | Consumable-1520
__export__.product_template_22780 | 22780 | Polyglass Tape 50mm | TRM-0950
__export__.product_template_11758 | 11758 | Polyglass Tape (Thic: 0.30mm, Width: 30mm, Length: 100m) | TRM-0065
__export__.product_template_22779 | 22779 | Polyglass Tape (Thic: 0.30mm, Width: 30mm, Length: 200mtr) | TRM-0949
__export__.product_template_21638 | 21638 | Poly Roll | Consumble-2307
__export__.product_template_19066 | 19066 | Polythene | Consumable-1619
__export__.product_template_23322 | 23322 | Polythene (Black) | Consumable-2975
__export__.product_template_24242 | 24242 | Polythene Laying
__export__.product_template_18259 | 18259 | Polythene Normal | Consumable-0812
__export__.product_template_19061 | 19061 | Polythene Siller Machine | Consumable-1614
__export__.product_template_18940 | 18940 | Polythene White (90mm) | Consumable-1493
__export__.product_template_23437 | 23437 | Potash (Alum) High Efficiency | Consumable-2709
__export__.product_template_23041 | 23041 | Potaus Fertilizer | Consumable-2835
__export__.product_template_19171 | 19171 | Potential Transformer 33kv (PT) | Consumable-1724
__export__.product_template_17193 | 17193 | Potentiometer 800T | SP Parts-0059
__export__.product_template_23417 | 23417 | Potentiometer (B 472) as per sample | Consumable-2692
__export__.product_template_18515 | 18515 | Powder Coating Gun | Consumable-1068
__export__.product_template_17364 | 17364 | Powder Coating Gun Spare | SP Parts-0230
__export__.product_template_22464 | 22464 | Powder (PP S/G STR Black) | Consumable-0006
__export__.product_template_22364 | 22364 | Powder (PP S/G STR Siemens Grey) | Sub-Station-0408
__export__.product_template_11783 | 11783 | Power Bare Copper 1X25rm | TRM-0090
__export__.product_template_11784 | 11784 | Power Bare Copper 1X35rm | TRM-0091
__export__.product_template_11785 | 11785 | Power Bare Copper 1X50rm | TRM-0092
__export__.product_template_19428 | 19428 | Power Cable 12X0.5rm | Sub-1981
__export__.product_template_12113 | 12113 | Power Cable 1X16rm NYY | Sub-Station-0075
__export__.product_template_12103 | 12103 | Power Cable 1X25rm NYY | Sub-Station-0065
__export__.product_template_12104 | 12104 | Power Cable 1X35rm NYY | Sub-Station-0066
__export__.product_template_19081 | 19081 | Power Cable 1X50rm NYY | Consumable-1634
__export__.product_template_12114 | 12114 | Power Cable 1X70rm NYY | Sub-Station-0076
__export__.product_template_19215 | 19215 | Power Cable 3X120rm NYY | Consumable-1768
__export__.product_template_19082 | 19082 | Power Cable 3X25rm NYY | Consumable-1635
__export__.product_template_12102 | 12102 | Power Cable 3X3rm | Sub-Station-0064
__export__.product_template_23617 | 23617 | Power Circuit for mig welding machine | Consumable-5359
__export__.product_template_22279 | 22279 | Power Circuit PS 25 12 Pow 1 | Consumable-2572
__export__.product_template_19306 | 19306 | Power Press Machine (Repair) | Consumable-1859
__export__.product_template_18181 | 18181 | Power Socket 3pin 5A | Consumable-0734
__export__.product_template_17195 | 17195 | Power Supply | SP Parts-0061
__export__.product_template_21746 | 21746 | Power Supply 100-120V AC/3.5A, 200-220V AC/2.0A, 50/60H2 | Consumable-2356
__export__.product_template_23027 | 23027 | Power Supply 10A, 24V | Consumable-2826
__export__.product_template_19153 | 19153 | Power Supply 8A, 110-220V | Consumable-1706
__export__.product_template_17199 | 17199 | Power Supply CS10 | SP Parts-0065
__export__.product_template_17340 | 17340 | Power Supply With UPS | SP Parts-0206
__export__.product_template_19494 | 19494 | Power Transformer 10/14 MVA (OCTC) | 3 Phase (PW) - 10 MVA (PT)
__export__.product_template_19484 | 19484 | Power Transformer 10/14 MVA (OCTC-R&D) | 3 Phase (PW) - 10 MVA (PT)
__export__.product_template_23842 | 23842 | Power Transformer 10/14 MVA (OLTC) | 3 Phase (PW) - 10 MVA (PT)
__export__.product_template_19495 | 19495 | Power Transformer 10/14 MVA (OLTC-R&D) Old | 3 Phase (PW) - 10 MVA (PT)- R&D
__export__.product_template_19485 | 19485 | Power Transformer 10 MVA (Import) | 3 Phase (PW) - 10 MVA (PT)(Import)
__export__.product_template_19481 | 19481 | Power Transformer 3500 KVA | 3 Phase (PW) - 3500 KVA
__export__.product_template_19482 | 19482 | Power Transformer 4000 KVA | 3 Phase (PW) - 4000 KVA
__export__.product_template_19483 | 19483 | Power Transformer 5/6.25 MVA | 3 Phase (PW) - 5 MVA (PT)
__export__.product_template_17280 | 17280 | Power Wizard (Module) | SP Parts-0146
__export__.product_template_22741 | 22741 | PPE Leather Coating | Consumable-2695
__export__.product_template_12299 | 12299 | PP GLSY COOL GRAY | SRM-0014
__export__.product_template_24247 | 24247 | PP GLSY COOL GRAY
__export__.product_template_18395 | 18395 | PP Roll | Consumable-0948 (GODOWN RACK-15)
__export__.product_template_18396 | 18396 | PP Roll Clip | Consumable-0949
__export__.product_template_21963 | 21963 | PP Roll Clip (MS) | Consumable-2450
__export__.product_template_12336 | 12336 | Press Board 0.5mm | SRM-0051 (GODOWN BLOCK-F)
__export__.product_template_12335 | 12335 | Press Board 1.5mm | SRM-0050 (GODOWN BLOCK-F)
__export__.product_template_20792 | 20792 | Press Board-1.5mm | TRM-0409 (GODOWN BLOCK-F)
__export__.product_template_12296 | 12296 | Press Board 1mm | SRM-0011 (GODOWN BLOCK-F)
__export__.product_template_20791 | 20791 | Press Board-1mm | TRM-0408 (GODOWN BLOCK-F)
__export__.product_template_12337 | 12337 | Press Board 2mm | SRM-0052 (GODOWN BLOCK-F)
__export__.product_template_20793 | 20793 | Press Board-2mm | TRM-0410 (GODOWN BLOCK-F)
__export__.product_template_11838 | 11838 | Press Board 3mm | SRM-0139 (GODOWN BLOCK-F)
__export__.product_template_20794 | 20794 | Press Board-3mm | TRM-0411 (GODOWN BOOCK-F)
__export__.product_template_11839 | 11839 | Press Board 6mm | TRM-0146
__export__.product_template_23330 | 23330 | Pressed Steel Radiator (MS Radiator) 500KVA (as per Drawing) | TRM-0765
__export__.product_template_18639 | 18639 | Press M/C Spring 28" | Consumable-1192
__export__.product_template_18137 | 18137 | Pressure Control Switch | Consumable-0690
__export__.product_template_17388 | 17388 | Pressure Gauge | SP Parts-0254
__export__.product_template_17953 | 17953 | Pressure Gauge 0-400kg | Consumable-0506
__export__.product_template_18136 | 18136 | Pressure Gauge 20kg | Consumable-0689
__export__.product_template_22181 | 22181 | Pressure Gauge Meter (Swip) Model ZDZ-52 | Consumable-2550
__export__.product_template_22182 | 22182 | Pressure Gauge Sensor (as per sample) | Consumable-2551
__export__.product_template_18578 | 18578 | Pressure Meter as per sample | Consumable-1131
__export__.product_template_21993 | 21993 | Pressure Nut Bolt with Bush and round plate 130mmX25mm | TRM-818
__export__.product_template_36607 | 36607 | Pressure Plate/ Compressor pati (100 ltr size)
__export__.product_template_24254 | 24254 | Pressure Plate Machining
__export__.product_template_24256 | 24256 | Pressure Plate Machining
__export__.product_template_22896 | 22896 | Pressure Plate with Realise Bearing | Consumable-2766
__export__.product_template_23098 | 23098 | Pressure Regulator | Consumable-2851
__export__.product_template_12421 | 12421 | Pressure Releases Valve | SRM-0136 (GODOWN RACK-5
__export__.product_template_20795 | 20795 | Pressure Release Valve(PRV) | TRM-0412
__export__.product_template_11827 | 11827 | Pressure Relief Device (VP50) | TRM-0134 (GODOWN RACK-10)
__export__.product_template_18325 | 18325 | Pressure Relief Valve as per sample | Consumable-0878
__export__.product_template_23073 | 23073 | Pressure Rollar (for Printer use) | Consumable-2842
__export__.product_template_24156 | 24156 | Pressure roller (Toshiba 3008A Printer)
__export__.product_template_36491 | 36491 | Pressure seal (APS)
__export__.product_template_19160 | 19160 | Pressure Spring | Consumable-1713
__export__.product_template_19370 | 19370 | Pressure Spring In Dia: 1.5", L: 9", Dia: 7mm | Consumable-1923
__export__.product_template_36581 | 36581 | Pressure Switch Type: SPC-106
__export__.product_template_24200 | 24200 | Printer Toner (2323C)
__export__.product_template_24179 | 24179 | Printer Toner (3008P)
__export__.product_template_23372 | 23372 | Printer Toner (3008P) | Consumable-2663
__export__.product_template_22261 | 22261 | Print Name Plate | Comsumable-2567
__export__.product_template_22416 | 22416 | Private Sales Book | Consumable-2608
__export__.product_template_17200 | 17200 | Processor 1768 | SP Parts-0066
__export__.product_template_24135 | 24135 | Professional Compass
__export__.product_template_22452 | 22452 | Profile Sheet 14'X3' | Consumable-2630
__export__.product_template_36530 | 36530 | Profile Sheet (15'-0"x3'-0"x0.42mm th)
__export__.product_template_18895 | 18895 | Profile Sheet (19'-6"X3') | Consumable-1448
__export__.product_template_23240 | 23240 | Profile Sheet (4000X1100X0.5)mm | Consumable-2934
__export__.product_template_23569 | 23569 | Profile Sheet replacement Work | Consumable-2818
__export__.product_template_36494 | 36494 | Profile Sheet Sheeting
__export__.product_template_22852 | 22852 | Prolene 3/0 | Consumable-2748
__export__.product_template_18222 | 18222 | Protector | Consumable-0775
__export__.product_template_23461 | 23461 | Proximity Sensor 110v (Aux) as par sample | Consumable-2721
__export__.product_template_17626 | 17626 | Proximity Switch | Consumable-0179
__export__.product_template_22195 | 22195 | PT-03 Nos (Ratio:6350:240V, Outdoor Accuracy Class: 0.3, Burden:75 VA) | Sub-Station-0352
__export__.product_template_23513 | 23513 | PT-100 (Length-6",Dia-6mm) Range 200-500 C. | Consumable-2759
__export__.product_template_21925 | 21925 | PT 100VA, 11000/110V | Sub-Station-0275
__export__.product_template_22959 | 22959 | PT 11KV Outdoor (Ratio: 6.350KV/0.240KV for Metering) | Sub-Station-0519
__export__.product_template_22626 | 22626 | PT 11KV,Outdoor, Ratio 6.35KV/024KV | Sub-Station-0446
__export__.product_template_21807 | 21807 | PT 50V, 11000/110V | Sub-Station-228
__export__.product_template_20907 | 20907 | PT-HT-11KV/110V-50VA | Sub-Station-0176
__export__.product_template_23690 | 23690 | Pudding | Consumable-5401
__export__.product_template_18933 | 18933 | Pulley 10" | Consumable-1486
__export__.product_template_18934 | 18934 | Pulley 14" | Consumable-1487
__export__.product_template_18843 | 18843 | Pulley 165mm | Consumable-1396
__export__.product_template_19390 | 19390 | Pulley 16" (B-Belt, 3 Belt) 45mm Boring | Consumable-1943
__export__.product_template_18376 | 18376 | Pulley 2.5X3" | Consumable-0929
__export__.product_template_18375 | 18375 | Pulley 3" | Consumable-0928
__export__.product_template_18844 | 18844 | Pulley 340mm | Consumable-1397
__export__.product_template_18377 | 18377 | Pulley 4" | Consumable-0930
__export__.product_template_18336 | 18336 | Pulley 5" | Consumable-0889
__export__.product_template_18983 | 18983 | Pulley 5"X7" | Consumable-1536
__export__.product_template_18337 | 18337 | Pulley 6" | Consumable-0890
__export__.product_template_18346 | 18346 | Pulley 7" | Consumable-0899
__export__.product_template_19256 | 19256 | Pulley 8" | Consumable-1809
__export__.product_template_18943 | 18943 | Pump (0.5HP) | Consumable-1496
__export__.product_template_22581 | 22581 | Pump Impeller | Comsumable-2654
__export__.product_template_17411 | 17411 | Pump & Motor | SP Parts-0277
__export__.product_template_24094 | 24094 | PUMP O/H KIT, OIL (04671-10960-71)
__export__.product_template_24013 | 24013 | PUMP O/H KIT, OIL 04671-31380-71
__export__.product_template_18070 | 18070 | Purchase Requisition Slip Book | Consumable-0623
__export__.product_template_17196 | 17196 | Push Button 800T | SP Parts-0062
__export__.product_template_21906 | 21906 | Push Cock | Consumable-2435
__export__.product_template_23057 | 23057 | Push Flash Lamp (ON/OFF) R-46+G46) Model-Green push XB5AA31, Red Push XB5AA42) Schneider | Sub-Station-0547
__export__.product_template_20880 | 20880 | Push-Off-Green | Sub-Station-0146
__export__.product_template_20879 | 20879 | Push-On-Red/ Push Switch | Sub-Station-0145
__export__.product_template_23217 | 23217 | Push Shower | Consumable-2919
__export__.product_template_23868 | 23868 | Putty Patti 8" | Consumable-5546
__export__.product_template_23532 | 23532 | PVC Bannar 4'x7' | Consumable-2773
__export__.product_template_18863 | 18863 | PVC Blind Plug 1.5" | Consumable-1416
__export__.product_template_23625 | 23625 | PVC Bon Plug 1" | Consumable-5363
__export__.product_template_23178 | 23178 | PVC Bon Plug 1/2" | Consumable-2889
__export__.product_template_23576 | 23576 | PVC Bon Plug 3/4" | Consumable-2800
__export__.product_template_22905 | 22905 | PVC Cable 10Core | Consumable-2772
__export__.product_template_17583 | 17583 | PVC Cable 1X1.00rm | Consumable-0136
__export__.product_template_17591 | 17591 | PVC Cable 1X10rm NYY | Consumable-0144
__export__.product_template_17491 | 17491 | PVC Cable 1X1.5rm BYA | Consumable-0044
__export__.product_template_12029 | 12029 | PVC Cable 1X2.5rm BYA | TRM-0336
__export__.product_template_17492 | 17492 | PVC Cable 1X2.5rm BYA | Consumable-0045
__export__.product_template_18080 | 18080 | PVC Cable 3X10rm NYY | Consumable-0633
__export__.product_template_18279 | 18279 | PVC Cable 3X1.5rm | Consumable-0832
__export__.product_template_18243 | 18243 | PVC Cable 3X4rm | Consumable-0796
__export__.product_template_23564 | 23564 | PVC Cable 4.0rm | Consumable-2805
__export__.product_template_21542 | 21542 | PVC Cable 4X2.5rm NYY | TRM-0459
__export__.product_template_22160 | 22160 | PVC Cable Channel/Duck Channel 25X25mm | Sub-Station-0344
__export__.product_template_17711 | 17711 | PVC Cable Connector 16pin | Consumable-0264
__export__.product_template_22872 | 22872 | PVC Cable Duct 25x25mm | Sub-Station-0494
__export__.product_template_22614 | 22614 | PVC Cable Duct (H-55*W45mm) Gray | Sub-Station-0441
__export__.product_template_18092 | 18092 | PVC Cable Guard | Consumable-0645
__export__.product_template_17718 | 17718 | PVC Channel 1" | Consumable-0271
__export__.product_template_17756 | 17756 | PVC Channel (1/2") | Consumable-0309
__export__.product_template_12062 | 12062 | PVC Channel 1.5" | Sub-Station-0024
__export__.product_template_17962 | 17962 | PVC Channel 2" | Consumable-0515
__export__.product_template_12061 | 12061 | PVC Channel 2" (6' Long) | Sub-Station-0023
__export__.product_template_22650 | 22650 | PVC Channel 3/4" | Consumable-2665
__export__.product_template_19173 | 19173 | PVC Circular Box 1" | Consumable-1726
__export__.product_template_18059 | 18059 | PVC Clamp 1" | Consumable-0612
__export__.product_template_18057 | 18057 | PVC Clamp 1/2" | Consumable-0610
__export__.product_template_17921 | 17921 | PVC Clamp 1.25" | Consumable-0474
__export__.product_template_18058 | 18058 | PVC Clamp 1.5" | Consumable-0611
__export__.product_template_18117 | 18117 | PVC Clamp 2" | Consumable-0670
__export__.product_template_18398 | 18398 | PVC Clamp 3/4" | Consumable-0951
__export__.product_template_19274 | 19274 | PVC Connector 16A | Consumable-1827
__export__.product_template_17636 | 17636 | PVC Connector 25amp | Consumable-0189
__export__.product_template_17926 | 17926 | PVC Connector 32A | Consumable-0479
__export__.product_template_22050 | 22050 | PVC Connector 4pole 100amp | Consumable-2496
__export__.product_template_18599 | 18599 | PVC Connector 4pole 60amp | Consumable-1152
__export__.product_template_21793 | 21793 | PVC Connector 4rm | Sub-Station-215
__export__.product_template_18853 | 18853 | PVC Connector 60amp | Consumable-1406
__export__.product_template_22155 | 22155 | PVC Connector Lock 4mm | Sub-Station-0339
__export__.product_template_18714 | 18714 | PVC Cooling Fan 3" | Consumable-1267
__export__.product_template_18505 | 18505 | PVC Cooling Fan 8.5" | Consumable-1058
__export__.product_template_18795 | 18795 | PVC Door | Consumable-1348
__export__.product_template_18429 | 18429 | PVC Elbow 1" | Consumable-0982
__export__.product_template_18862 | 18862 | PVC Elbow 1.5" | Consumable-1415
__export__.product_template_18116 | 18116 | PVC Elbow 2" | Consumable-0669
__export__.product_template_18820 | 18820 | PVC Elbow 3" | Consumable-1373
__export__.product_template_18633 | 18633 | PVC Elvow 2.5" | Consumable-1186
__export__.product_template_23172 | 23172 | PVC Elvow 3/4" | Consumable-2882
__export__.product_template_23173 | 23173 | PVC Elvow 4"x1/2" | Consumable-2883
__export__.product_template_18706 | 18706 | PVC Fan 10" | Consumable-1259
__export__.product_template_21606 | 21606 | PVC Fan 4" | Consumable-2298
__export__.product_template_18384 | 18384 | PVC Fan 8no | Consumable-0937
__export__.product_template_21732 | 21732 | PVC Fan Wing 10" | Consumable-2349
__export__.product_template_21737 | 21737 | PVC Fan Wing 2" | Consumable-2354
__export__.product_template_21736 | 21736 | PVC Fan Wing 3" | Consumable-2353
__export__.product_template_21735 | 21735 | PVC Fan Wing 4" | Consumable-2352
__export__.product_template_21734 | 21734 | PVC Fan Wing 6" | Consumable-2351
__export__.product_template_21733 | 21733 | PVC Fan Wing 8" | Consumable-2350
__export__.product_template_18822 | 18822 | PVC Filter Pipe 6" | Consumable-1375
__export__.product_template_18268 | 18268 | PVC Flexible Pipe 3/4" | Consumable-0821
__export__.product_template_18823 | 18823 | PVC Gum | Consumable-1376
__export__.product_template_22084 | 22084 | PVC I Lug 6rm | Sub-Station-0305
__export__.product_template_18821 | 18821 | PVC Net Cap 3" | Consumable-1374
__export__.product_template_19021 | 19021 | PVC Nipple 1" | Consumable-1574
__export__.product_template_23176 | 23176 | PVC Nipple 3/4" | Consumable-2887
__export__.product_template_17532 | 17532 | PVC Pipe 1" | Consumable-0085
__export__.product_template_23430 | 23430 | PVC Pipe 12" | Consumable-2704
__export__.product_template_18860 | 18860 | PVC Pipe 1.5" | Consumable-1413
__export__.product_template_18631 | 18631 | PVC Pipe 2.5" | Consumable-1184
__export__.product_template_18818 | 18818 | PVC Pipe 3" | Consumable-1371 (GODOWN RACK-15)
__export__.product_template_17667 | 17667 | PVC Pipe 3/4" | Consumable-0220
__export__.product_template_18819 | 18819 | PVC Pipe 6" | Consumable-1372
__export__.product_template_23409 | 23409 | PVC Pipe out dia 16" (T-8mm) | Consumable-2684
__export__.product_template_18632 | 18632 | PVC Pipe Socket 2.5" | Consumable-1185
__export__.product_template_24042 | 24042 | PVC Round Lug 4 rm ( Hole dia 12 mm)
__export__.product_template_24049 | 24049 | PVC Round Lug 4 rm ( Hole dia 6 mm)
__export__.product_template_22085 | 22085 | PVC Round Lug 6rm | Sub-Station-0306
__export__.product_template_23624 | 23624 | PVC R Socket (Reducer Socket) 1.5"X1" | Consumable-5362
__export__.product_template_18430 | 18430 | PVC Socket 1" | Consumable-0983
__export__.product_template_18861 | 18861 | PVC Socket 1.5" | Consumable-1414
__export__.product_template_19218 | 19218 | PVC Socket 3" | Consumable-1771
__export__.product_template_23565 | 23565 | PVC Socket 3/4" | Consumable-2806
__export__.product_template_22442 | 22442 | PVC Spiral 12mm | Consumable-2624
__export__.product_template_22443 | 22443 | PVC Spiral 25mm | Consumable-2625
__export__.product_template_17596 | 17596 | PVC Tape 3/4" | Consumable-0149
__export__.product_template_23175 | 23175 | PVC Tee 3/4" | Consumable-2886
__export__.product_template_19174 | 19174 | PVC Tee Socket 1" | Consumable-1727
__export__.product_template_23071 | 23071 | PVC Tee Socket 3" | Consumable-2840
__export__.product_template_23177 | 23177 | PVC Union Socket 1" | Consumable-2888
__export__.product_template_18882 | 18882 | PVC Washer | Consumable-1435
__export__.product_template_22005 | 22005 | Quick Drying Hand Spray paint (BOSNY) Model 303,KHaki 400cc | Sub-Station-0305
__export__.product_template_23433 | 23433 | R-22 Gas | Consumable-2706
__export__.product_template_23635 | 23635 | R-410 | Consumable-5370
__export__.product_template_23031 | 23031 | Rack for VAF Machine | SP Parts-0860
__export__.product_template_23986 | 23986 | Rack gear ( Dimension: Lenth-500mm & Wide-50mm Pinion dia: 60mm-70mm No of teeth: 25-30
__export__.product_template_23931 | 23931 | Rack Gear (L-500XW-50)mm | Consumable-5594
__export__.product_template_23075 | 23075 | Radf Feed Roller (for Printer Use) | Consumable-2844
__export__.product_template_18719 | 18719 | Radiator | Consumable-1272
__export__.product_template_12036 | 12036 | Radiator | TRM-0343
__export__.product_template_21518 | 21518 | Radiator (1000KVA) | TRM-0435
__export__.product_template_21509 | 21509 | Radiator (100KVA) | TRM-0426
__export__.product_template_21519 | 21519 | Radiator (1250 KVA) | TRM-0436
__export__.product_template_21520 | 21520 | Radiator (1500 KVA) | TRM-0437
__export__.product_template_21510 | 21510 | Radiator (150KVA) | TRM-0427
__export__.product_template_21521 | 21521 | Radiator (2000KVA) | TRM-0438
__export__.product_template_21511 | 21511 | Radiator (200 KVA) | TRM-0428
__export__.product_template_21522 | 21522 | Radiator (2500 KVA) | TRM-0439
__export__.product_template_23618 | 23618 | Radiator (250KVA) | TRM-5359
__export__.product_template_21523 | 21523 | Radiator (3000KVA) | TRM-0440
__export__.product_template_21512 | 21512 | Radiator (315 KVA) | TRM-0429
__export__.product_template_21524 | 21524 | Radiator (3500 KVA) | TRM-0441
__export__.product_template_21513 | 21513 | Radiator (400KVA) | TRM-0430
__export__.product_template_21514 | 21514 | Radiator (500 KVA) | TRM-0431
__export__.product_template_21508 | 21508 | Radiator (50KVA) | TRM-0425
__export__.product_template_23656 | 23656 | Radiator (520x2000x23Fin) | TRM-0773
__export__.product_template_24193 | 24193 | Radiator (520x2000x23Fin)
__export__.product_template_11697 | 11697 | Radiator 545X303mm (3 Fin) | TRM-0004
__export__.product_template_11696 | 11696 | Radiator 625X305mm (5 Fin) | TRM-0003
__export__.product_template_21515 | 21515 | Radiator (630KVA) | TRM-0432
__export__.product_template_21516 | 21516 | Radiator (750KVA) | TRM-0433
__export__.product_template_21517 | 21517 | Radiator (800KVA) | TRM-0434
__export__.product_template_11825 | 11825 | Radiator (As Per Sample) | TRM-0132
__export__.product_template_22723 | 22723 | Radiator Bend Pipe (Z type,dia 90mmx5mm) | TRM-0942
__export__.product_template_21538 | 21538 | Radiator Bolt (16x150)mm | TRM-0455
__export__.product_template_22725 | 22725 | Radiator Flange (150x150x16mm) | TRM-0944 (GODOWN RAKC-9)
__export__.product_template_11982 | 11982 | Radiator Flange With Pipe | TRM-0289 (GODOWN RACK-9)
__export__.product_template_22724 | 22724 | Radiator Pipe (I Type, Dia 90mmx240mmx5mm) | TRM-0943 (GODOWN RACK-10)
__export__.product_template_11771 | 11771 | Radiator (Power) | TRM-0078
__export__.product_template_23801 | 23801 | Radiator Press (Corrugated) | TSW-002
__export__.product_template_24092 | 24092 | Radiator Press / Forming
__export__.product_template_23987 | 23987 | Radiator Servicing
__export__.product_template_11733 | 11733 | Radiator Valve 2030C | TRM-0040
__export__.product_template_11734 | 11734 | Radiator Valve Bolt | TRM-0041
__export__.product_template_19286 | 19286 | Radious Gauge | Consumable-1839
__export__.product_template_19255 | 19255 | Rafter | Consumable-1808
__export__.product_template_21971 | 21971 | Rail 58mmX110mm | Asset-0003
__export__.product_template_18751 | 18751 | Rail Clamp | Consumable-1304
__export__.product_template_18696 | 18696 | Rail Line 140X70X120mm | Asset-0001
__export__.product_template_22671 | 22671 | Rail Road (Length 6'x Wheel Center to Center 180mmx Thic 4mm (For Auto Gas Cutting Machine use) | Asset-0356
__export__.product_template_18563 | 18563 | Rain Coat | Consumable-1116
__export__.product_template_24150 | 24150 | RAM (DDR-3)-4GB
__export__.product_template_21706 | 21706 | Raping Blade L-270mm,T-15mm (1set=2pcs)) | Consumaable-2327
__export__.product_template_19324 | 19324 | Raping Foil (Transparent Poly) | Consumable-1877
__export__.product_template_19116 | 19116 | Ratchet Belt 2"x10 Mtr | Consumable-1669
__export__.product_template_22557 | 22557 | Ratchet Belt 50mm | TC-0008
__export__.product_template_23004 | 23004 | Ratio Meter Connection Cable | Consumable-2816
__export__.product_template_23921 | 23921 | R C blade (for printer use) | Consumable-5585
__export__.product_template_24236 | 24236 | RCC Casting
__export__.product_template_23246 | 23246 | Rear Axle Beam & Knuckle Machining | Consumable-2940
__export__.product_template_24231 | 24231 | Rear Axle Beam Machining
__export__.product_template_23248 | 23248 | Rear Axle O/H | Consumable-2942
__export__.product_template_24240 | 24240 | Rear axle trush, Needle & knuckle machining
__export__.product_template_24260 | 24260 | Re-bar Fabrication (below 10mm dia) including GI wire
__export__.product_template_18494 | 18494 | Recessed Louver Light14w | Consumable-1047
__export__.product_template_21931 | 21931 | Rectifier 110V, AC/DC-100A | Sub-Station-0281
__export__.product_template_11925 | 11925 | Rectifier 3000A | TRM-0232
__export__.product_template_22465 | 22465 | Rectifier 50A | Sub-Station-0413
__export__.product_template_17716 | 17716 | Red Oxide | Consumable-0269
__export__.product_template_23529 | 23529 | Reflective 12"/6" | Consumable-2770
__export__.product_template_23530 | 23530 | Reflective 18"x24" | Consumable-2771
__export__.product_template_17322 | 17322 | Refractory Insulated Rubber Tape | SP Parts-0188
__export__.product_template_22110 | 22110 | Refrigerator 12 CFT | Asset-0004
__export__.product_template_17536 | 17536 | Register Book | Consumable-0089
__export__.product_template_22419 | 22419 | Register Book (200 page) | Consumable-2610
__export__.product_template_22547 | 22547 | Register Book 400 pages | Consumable-2647
__export__.product_template_17176 | 17176 | Regulator 1/4" | SP Parts-0042
__export__.product_template_17175 | 17175 | Regulator 3/4" | SP Parts-0041
__export__.product_template_23672 | 23672 | Relay 08 pin (110V) | Consumable-5388
__export__.product_template_18323 | 18323 | Relay 220v,8pin 20a | Consumable-0876
__export__.product_template_21717 | 21717 | Relay 24V, DC 14pin | Consumable-2336
__export__.product_template_12100 | 12100 | Relay 65A | Sub-Station-0062
__export__.product_template_36620 | 36620 | Relay 8 pin, 110 Volt
__export__.product_template_22066 | 22066 | Relay 8pin, AC 220V | Consumable-5047
__export__.product_template_17939 | 17939 | Relay AC/DC 240v 10a 14pin | Consumable-0492
__export__.product_template_23394 | 23394 | Relay (DC, 24V, 14pin) Schneider | Consumable-2677
__export__.product_template_23811 | 23811 | Relay with Base 11pin (220V) | Sub-Station-5505
__export__.product_template_18625 | 18625 | Relay with Base 14pin 6A | Consumable-1178
__export__.product_template_17937 | 17937 | Relay with Base 220v 6a 14pin | Consumable-0490
__export__.product_template_23392 | 23392 | Relay with base 220v 8 pin 10A | Consumable-2675
__export__.product_template_17940 | 17940 | Relay with Base 220v 8pin 10A | Consumable-0493
__export__.product_template_19101 | 19101 | Relay With Base 8 Pin, 12 Volt DC | Consumable-1654
__export__.product_template_19100 | 19100 | Relay With Base 8 Pin, 24 Volt DC | Consumable-1653
__export__.product_template_18150 | 18150 | Relay with Base AC/DC 220v 10a 14pin | Consumable-0703
__export__.product_template_22376 | 22376 | Remote Battery | Consumable-2585
__export__.product_template_23582 | 23582 | Remuneration (For Design Power Transformer) | Consumable-2805
__export__.product_template_21605 | 21605 | Repair & Maintenance-T
__export__.product_template_23858 | 23858 | Repair Polymer | Consumable-5539
__export__.product_template_18130 | 18130 | Requisition Book Khata | Consumable-0683
__export__.product_template_17323 | 17323 | Resistance | SP Parts-0189
__export__.product_template_36567 | 36567 | Resistance vacuum gauge set | Consumable-5740
__export__.product_template_18229 | 18229 | Resistor | Consumable-0782
__export__.product_template_19089 | 19089 | Resistor 1RO | Consumable-1642
__export__.product_template_23264 | 23264 | Resistor (35 Ohm) | Consumable-2949
__export__.product_template_23265 | 23265 | Resistor (50Ohm) | Consumable-2950
__export__.product_template_23266 | 23266 | Resistor (75 Ohm) | Consumable-2951
__export__.product_template_23400 | 23400 | Resize Wire (5KVA) | RSW-5-KVA
__export__.product_template_12452 | 12452 | Re-usable Copper | RSRM-0001
__export__.product_template_23323 | 23323 | Rexine | Consumable-2976
__export__.product_template_21771 | 21771 | RFL Papus | Consumable-2369
__export__.product_template_24020 | 24020 | RHINO BRAND SOIL TYRE: 7.00-12
__export__.product_template_21687 | 21687 | Ridge Cap 1'X1' | Consumable-2321
__export__.product_template_36492 | 36492 | Ridge/Eave gutter/corner flush/bottom flush/rain water gutter/ L- flush erection
__export__.product_template_23682 | 23682 | Ring File | Consumable-5397
__export__.product_template_18514 | 18514 | Ring Tape | Consumable-1067
__export__.product_template_21654 | 21654 | Rivet 3.2mm | Consumble-2309
__export__.product_template_17856 | 17856 | Rivet 3mm | Consumable-0409
__export__.product_template_18161 | 18161 | Rivet 5mm | Consumable-0714
__export__.product_template_22883 | 22883 | Rivet Gun 10" | TC-0043
__export__.product_template_17488 | 17488 | Rivet Gun 14"/18" | Consumable-0041
__export__.product_template_17734 | 17734 | Rock Light | Consumable-0287
__export__.product_template_21627 | 21627 | Rock Light Stone | Consumable-2303
__export__.product_template_22259 | 22259 | Rod Clevis Double Wall | SP Parts-0310
__export__.product_template_19330 | 19330 | Rod Cutting Die | Consumable-1883
__export__.product_template_21619 | 21619 | Rold Anas Parasoga | Consumable-5048
__export__.product_template_17147 | 17147 | Rollar Bearing 32309 | SP Parts-0013
__export__.product_template_22847 | 22847 | Roller Bandage 2" | Consumable-2743
__export__.product_template_21848 | 21848 | Roller Bandage 4" | Consumable-2395
__export__.product_template_21859 | 21859 | Roller Bandage 6" | Consumable-2405
__export__.product_template_17381 | 17381 | Roller Bearing 22216 | SP Parts-0247
__export__.product_template_23439 | 23439 | Roller Bearing NG 208 ECJ | Consumable-2710
__export__.product_template_23100 | 23100 | Roller Brush Stand 1.5' | Consumable-2852
__export__.product_template_19117 | 19117 | Roller Brush Stand 4' | Consumable-1670
__export__.product_template_21968 | 21968 | Roller Gear 46 Teeth, OD: 90mm, ID: 45mm | Consumable-813
__export__.product_template_17821 | 17821 | Roller Paint Brush | Consumable-0374
__export__.product_template_22367 | 22367 | Roller Paint Brush 4" | Consumable-2576
__export__.product_template_22368 | 22368 | Roller Paint Brush 9" | Consumable-2577
__export__.product_template_17269 | 17269 | Roll Pin (005756) | SP Parts-0135
__export__.product_template_17255 | 17255 | Roll pin (014809) | SP Parts-0121
__export__.product_template_36531 | 36531 | Roofing Screw -2"
__export__.product_template_23568 | 23568 | Roofing Screw 2" | Consumable-2914
__export__.product_template_18928 | 18928 | Roofing Screw (65X5)mm | Consumable-1481
__export__.product_template_19130 | 19130 | Roofing Screw (Dia: 5X25mm) (1") | Consumable-1683
__export__.product_template_19131 | 19131 | Roofing Screw (Dia: 5X50mm) (2.5") | Consumable-1684
__export__.product_template_18929 | 18929 | Roofing Socket 8no | Consumable-1482
__export__.product_template_23933 | 23933 | Roof Purlin (3050X280X280)mm | Consumable-5596
__export__.product_template_23779 | 23779 | Roof Soling (L-3m, D-15mm) | TRM-5478
__export__.product_template_23778 | 23778 | Roof Soling (L-7m, D-30mm) | TRM-5477
__export__.product_template_23500 | 23500 | Room Heater (WRH-PTC001) | Consumable-2748
__export__.product_template_21788 | 21788 | Room Spary | Consumable-2384
__export__.product_template_23475 | 23475 | Rotary Compressor (Brand: Panasonic) Model: 5PS108EAA22 | Consumable-2731
__export__.product_template_21844 | 21844 | Rotary Cutter 0.5" | Consumable-2391
__export__.product_template_17514 | 17514 | Rotary Cutter 1" | Consumable-0067
__export__.product_template_21919 | 21919 | Rotary Encoder, Omron-E6B2-CWZ5B | Sub-Station-274
__export__.product_template_17662 | 17662 | Rotary Grinder | Consumable-0215
__export__.product_template_17396 | 17396 | Rotary Vane | SP Parts-0262
__export__.product_template_23081 | 23081 | Rottery Cutter 5mm | Consumable-2848
__export__.product_template_21613 | 21613 | Round Adjustable Cap | Consumable-5048
__export__.product_template_22702 | 22702 | Round File 12" | Consumable-2686
__export__.product_template_22568 | 22568 | Round File 8" | Consumable-2652
__export__.product_template_17516 | 17516 | Round Saw Blade 120teeth | Consumable-0069
__export__.product_template_17586 | 17586 | Round Saw Blade 60teeth | Consumable-0139
__export__.product_template_22906 | 22906 | Round Saw Cutting Blade (OD-405mm,ID-25.4mm,Thickness 3.5mm,Teeth-100 | Conusmable-2773
__export__.product_template_23616 | 23616 | Round S.W.G Wire Gauge | Consumable-5358
__export__.product_template_18285 | 18285 | Royal Bolt 10X100mm | Consumable-0838
__export__.product_template_17681 | 17681 | Royal Bolt (10X50mm) | Consumable-0234
__export__.product_template_22768 | 22768 | Royal Bolt 10x70mm | Consumable-2703
__export__.product_template_18313 | 18313 | Royal Bolt 10X75mm | Consumable-0866
__export__.product_template_17863 | 17863 | Royal Bolt 12X100mm | Consumable-0416
__export__.product_template_18248 | 18248 | Royal Bolt 12X50mm | Consumable-0801
__export__.product_template_21632 | 21632 | Royal Bolt 12X75mm | Consumable-2304
__export__.product_template_18314 | 18314 | Royal Bolt 14X100mm | Consumable-0867
__export__.product_template_18103 | 18103 | Royal Bolt 14X120mm | Consumable-0656
__export__.product_template_17679 | 17679 | Royal Bolt (16X100mm) | Consumable-0232
__export__.product_template_18037 | 18037 | Royal Bolt 16X150mm | Consumable-0590
__export__.product_template_18038 | 18038 | Royal Bolt 18X100mm | Consumable-0591
__export__.product_template_18315 | 18315 | Royal Bolt 20X100mm | Consumable-0868
__export__.product_template_18102 | 18102 | Royal Bolt 6X50mm | Consumable-0655
__export__.product_template_18312 | 18312 | Royal Bolt 8X100mm | Consumable-0865
__export__.product_template_17680 | 17680 | Royal Bolt (8X50mm) | Consumable-0233
__export__.product_template_18311 | 18311 | Royal Bolt 8X75mm | Consumable-0864
__export__.product_template_22138 | 22138 | Royal Plug 10no | Consumable-2540
__export__.product_template_18045 | 18045 | Royal Plug 8no | Consumable-0598
__export__.product_template_23201 | 23201 | RR Cylinder O/H Kit | Consumable-2905
__export__.product_template_24053 | 24053 | RTCC Box
__export__.product_template_24335 | 24335 | RTCC Box | Consumable-5702
__export__.product_template_23849 | 23849 | RTCC Panel (10/14MVA- OLTC) | TSFG-RTCC-10MVA
__export__.product_template_23097 | 23097 | Rubber (40x73mm) as per sample | Consumable-2850
__export__.product_template_21898 | 21898 | Rubber Belt 3"X20mmX22.5" | Consumable-2427
__export__.product_template_22170 | 22170 | Rubber Bond Plug in dia 20mm | TRM-0826
__export__.product_template_22171 | 22171 | Rubber Bond Plug in dia 24mm | TRM-0827
__export__.product_template_19367 | 19367 | Rubber Bucket | Consumable-1920
__export__.product_template_18079 | 18079 | Rubber Bucket as per sample | Consumable-0632
__export__.product_template_18078 | 18078 | Rubber Bucket Lilon | Consumable-0631
__export__.product_template_18077 | 18077 | Rubber Bucket lip | Consumable-0630
__export__.product_template_17724 | 17724 | Rubber Bucket Smal | Consumable-0277
__export__.product_template_19384 | 19384 | Rubber Bucket (Super Enamel M/C use) | Consumable-1937
__export__.product_template_23259 | 23259 | Rubber Cupling (3") | Consumable-2944
__export__.product_template_17754 | 17754 | Rubber Diy Foam 12.5"X5mm | Consumable-0307
__export__.product_template_22010 | 22010 | Rubber (for Cash Binding) | Consumable-2464
__export__.product_template_22075 | 22075 | Rubber for Seal | Consumable-2528
__export__.product_template_12086 | 12086 | Rubber Gasket | Sub-Station-0048
__export__.product_template_12309 | 12309 | Rubber Gasket 10kva | SRM-0024 (Godown Rack-3)
__export__.product_template_12307 | 12307 | Rubber Gasket 15kva | SRM-0022 (GODOWN RACK-8)
__export__.product_template_12310 | 12310 | Rubber Gasket 25kva | SRM-0025 (GODOWN RACK-8)
__export__.product_template_12311 | 12311 | Rubber Gasket 37.5-50kva | SRM-0026 (Godown Rack-3)
__export__.product_template_12308 | 12308 | Rubber Gasket 5kva | SRM-0023 (GODOWN RACK-8)
__export__.product_template_12393 | 12393 | Rubber Gasket 75-100kva | SRM-0108
__export__.product_template_17792 | 17792 | Rubber Gasket 9'X6" | Consumable-0345
__export__.product_template_18758 | 18758 | Rubber Gasket as per sample | Consumable-1311
__export__.product_template_18165 | 18165 | Rubber Gasket VAF M/C | Consumable-0718
__export__.product_template_19113 | 19113 | Rubber Hammer 0.5 Pound | Consumable-1666
__export__.product_template_17706 | 17706 | Rubber Hose Pipe 1" | Consumable-0259
__export__.product_template_19175 | 19175 | Rubber Hose Pipe 1.25" | Consumable-1728
__export__.product_template_23719 | 23719 | Rubberised cork Gasket (Joined) (3900X1320X10mm) | TRM-5427
__export__.product_template_18084 | 18084 | Rubber Pipe 3/4" | Consumable-0637
__export__.product_template_19056 | 19056 | Rubber Sheet 10mm | Consumable-1609
__export__.product_template_17512 | 17512 | Rubber Sheet 14X100mm | Consumable-0065
__export__.product_template_18272 | 18272 | Rubber Sheet 1.5mm | Consumable-0825
__export__.product_template_18378 | 18378 | Rubber Sheet 1mm | Consumable-0931
__export__.product_template_18695 | 18695 | Rubber Sheet 2mm | Consumable-1248
__export__.product_template_17820 | 17820 | Rubber Sheet 3mm | Consumable-0373
__export__.product_template_17806 | 17806 | Rubber Sheet 5mm | Consumable-0359
__export__.product_template_24022 | 24022 | Safety Shoe | Consumable-5731
__export__.product_template_19247 | 19247 | Safety Shoe | Consumable-1800
__export__.product_template_17287 | 17287 | Safety Sliding Line | SP Parts-0153 (Godown Rack-4)
__export__.product_template_22967 | 22967 | Safety Vests (Fluorescent Orange) Size L | Consumable-0796
__export__.product_template_18622 | 18622 | Safty Belt | Consumable-1175
__export__.product_template_18132 | 18132 | Sales Invoice Book | Consumable-0685
__export__.product_template_17848 | 17848 | Salt | Consumable-0401
__export__.product_template_24098 | 24098 | Sample Test Fee (PSI / PLI)
__export__.product_template_20797 | 20797 | Sampling Valve-1" | TRM-0414
__export__.product_template_20798 | 20798 | Sampling Valve-1/2" | TRM-0415
__export__.product_template_18414 | 18414 | Sand Astor | Consumable-0967
__export__.product_template_23602 | 23602 | Sand Belt | Consumable-2813
__export__.product_template_21776 | 21776 | Sandel | Consumable-2373
__export__.product_template_17817 | 17817 | Sand Viti | Consumable-0370
__export__.product_template_19054 | 19054 | Sarface Grinding disk | SP Parts-1607
__export__.product_template_22806 | 22806 | Savlon 112ml | Consumable-2709
__export__.product_template_17594 | 17594 | Saw 24/18" | Consumable-0147
__export__.product_template_18367 | 18367 | Scale Analog 50Kg | Consumable-0920
__export__.product_template_23508 | 23508 | Scale and Corrosion Inhibitor (DUGURD 365X (H) ) | Consumable-2755
__export__.product_template_18292 | 18292 | Scientific Calculator | Consumable-0845
__export__.product_template_17641 | 17641 | Scissor 10" | Consumable-0194
__export__.product_template_23420 | 23420 | Scraper Finger | Consumable-2695
__export__.product_template_23527 | 23527 | Scrap Received Book | Comsbumable-2770
__export__.product_template_18927 | 18927 | Screen Paint Red Colour | Consumable-1480
__export__.product_template_23295 | 23295 | Screw 1" | Consumable-2972
__export__.product_template_23296 | 23296 | Screw 1.5" | Consumable-2973
__export__.product_template_23294 | 23294 | Screw 3/4" | Consumable-2971
__export__.product_template_11728 | 11728 | Screw (As Per Sample) 6" | TRM-0035
__export__.product_template_19161 | 19161 | Screw Bolt 5X35mm | Consumable-1714
__export__.product_template_24163 | 24163 | Screw Compressor (15/22KW, Air pressure 10bar, Air flow 2000Ltr)
__export__.product_template_23883 | 23883 | Screw Compressor (15/22KW, Air pressure 10bar, Air flow 2000Ltr) | Asset-5557
__export__.product_template_19178 | 19178 | Screw Driver 10" | Consumable-1731
__export__.product_template_18310 | 18310 | Screw Driver 12" | Consumable-0863
__export__.product_template_17769 | 17769 | Screw Driver 6" | Consumable-0322
__export__.product_template_18156 | 18156 | Screw Driver Flate 20" | Consumable-0709
__export__.product_template_17639 | 17639 | Screw Driver Set | Consumable-0192
__export__.product_template_18157 | 18157 | Screw Driver Star 20" | Consumable-0710
__export__.product_template_17273 | 17273 | Screw Set | Consumable-0139
__export__.product_template_23122 | 23122 | SDB-03 (250A)_CIL/SS/12/796 | SSFG-SDB-250A
__export__.product_template_23123 | 23123 | SDB-04 (200A)_CIL/SS/12/796 | SSFG-SDB-200A
__export__.product_template_22303 | 22303 | SDB (250A)_21/09/19/129-Ad-din | SSFG-SDB
__export__.product_template_22302 | 22302 | SDB (320A)_21/09/19/126-Ad-din | SSFG-SDB
__export__.product_template_19147 | 19147 | SDB Board 4 - 6 Way | Consumable-1700
__export__.product_template_22301 | 22301 | SDB-IPS-G,1,2&3_EAL/CEL/MAY20/WO3 | SSFG-SDB
__export__.product_template_22992 | 22992 | Seal | Consumable-2812
__export__.product_template_24228 | 24228 | Seal 16318-36760-71
__export__.product_template_19172 | 19172 | Sealer Cloth | Consumable-1725
__export__.product_template_22074 | 22074 | Seal Gala | Consumable-2527
__export__.product_template_23780 | 23780 | Sealing Coil | Consumable-5479
__export__.product_template_22116 | 22116 | Seal Kit King Pin | SP Parts-0292
__export__.product_template_24010 | 24010 | SEAL KIT, KING PIN (04432-10120-71)
__export__.product_template_24251 | 24251 | SEAL KIT, KING PIN 04432-30190-71
__export__.product_template_24219 | 24219 | Seal Packing (08826-00080-OEM)
__export__.product_template_24069 | 24069 | Seal Packing 08826-00080-OEM
__export__.product_template_22076 | 22076 | Seal Pad | Consumable-2529
__export__.product_template_36675 | 36675 | Seam welding for contract Plate
__export__.product_template_36671 | 36671 | Seam welding for Name & contract Plate
__export__.product_template_36674 | 36674 | Seam welding for Name Plate
__export__.product_template_21894 | 21894 | Security Badge | Consumable-2423
__export__.product_template_24115 | 24115 | Security Badge
__export__.product_template_19133 | 19133 | Security Items | Consumable-1686
__export__.product_template_24091 | 24091 | Security Name Plate
__export__.product_template_21895 | 21895 | Security Name Plate | Consumable-2424
__export__.product_template_22459 | 22459 | Segun Wood 1020X12X150mm | TC-0003
__export__.product_template_11762 | 11762 | Segun Wood 1050X150X12mm | TRM-0069
__export__.product_template_22460 | 22460 | Segun Wood 210X120X110mm | TC-0004
__export__.product_template_22413 | 22413 | Segun Wood 220X120X110mm | TRM-859
__export__.product_template_23606 | 23606 | Segun Wood with Repair | Consumable-2815
__export__.product_template_24096 | 24096 | Segun Wood with Repair
__export__.product_template_12071 | 12071 | Seimens Grey Powder | Sub-Station-0033
__export__.product_template_18415 | 18415 | Selection Sand | Consumable-0968
__export__.product_template_17605 | 17605 | Selector Switch 10A | Consumable-0158
__export__.product_template_24014 | 24014 | Selector Switch (2way) ON/OFF-220V, Schneider
__export__.product_template_23046 | 23046 | Selector Switch (2way) ON/OFF, 220V, Schneider | Sub-Station-0536
__export__.product_template_23047 | 23047 | Selector Switch (3way) ON/OFF/ON, Model-XB5AD33, 220V,Schneider | Sub-Station-0537
__export__.product_template_18138 | 18138 | Selector Switch 63A | Consumable-0691
__export__.product_template_20903 | 20903 | Selector Switch-Ammeter | Sub-Station-0172
__export__.product_template_23395 | 23395 | Selector Switch (as per sample) | Consumable-2678
__export__.product_template_11905 | 11905 | Selector Switch (Auto/Manual) | TRM-0212
__export__.product_template_20902 | 20902 | Selector Switch-On-Off-On | Consumable-0171
__export__.product_template_23524 | 23524 | Self Motor with fitting charge | Consumable-2775
__export__.product_template_23169 | 23169 | Selt Starter (CH11441) Brand Perkins | Consumable-2881
__export__.product_template_23342 | 23342 | Sensor for PLC VDO | SP Parts-0529
__export__.product_template_23405 | 23405 | Sensor (Tianjin, China) | SP Parts-0324
__export__.product_template_22829 | 22829 | Sepnil Disinfected Spray | Consumable-2726
__export__.product_template_23725 | 23725 | Serge Counter | TRM-5430
__export__.product_template_17383 | 17383 | Servo Drive | SP Parts-0249 (Godown Rack-4)
__export__.product_template_11924 | 11924 | Servo Type Dimmer 400A, | TRM-0231
__export__.product_template_22533 | 22533 | SEW Servo Motor 64 watts (For Unicore M/C use) | SP Parts-0007 (Godown Rack-4)
__export__.product_template_23030 | 23030 | [SFGHT0003] HT Super Wire(25KVA)
__export__.product_template_24234 | 24234 | Shaft assy fan drive 16310-N3190-71
__export__.product_template_22263 | 22263 | Shaft Coupling A-92649 | SP Parts-0312
__export__.product_template_11770 | 11770 | Shafting Rod 18mm | TRM-0077
__export__.product_template_11856 | 11856 | Shafting Rod 30mm | TRM-0163
__export__.product_template_11857 | 11857 | Shafting Rod 45mm | TRM-0164
__export__.product_template_11858 | 11858 | Shafting Rod 60mm | TRM-0165
__export__.product_template_17869 | 17869 | Shafting Rod 6mm | Consumable-0422
__export__.product_template_23675 | 23675 | Shafting Rod 70mm | TRM-5390
__export__.product_template_23676 | 23676 | Shafting Rod 80mm | TRM-5391
__export__.product_template_23804 | 23804 | Shafting Rod 8mm | TRM-5498
__export__.product_template_24026 | 24026 | Shafting Rod 8mm
__export__.product_template_20796 | 20796 | Shagon Wood-1020X150X2mm | TRM-0413
__export__.product_template_19062 | 19062 | Shakle | Consumable-1615
__export__.product_template_18885 | 18885 | Shakle (10 TON) | Consumable-1438
__export__.product_template_18883 | 18883 | Shakle (2 TON) | Consumable-1436
__export__.product_template_18884 | 18884 | Shakle (5 TON) | Consumable-1437
__export__.product_template_22252 | 22252 | Share Cylinder B29-01 | SP Parts-0303
__export__.product_template_18980 | 18980 | Sharing M/C Blade, Upper Blade length: 3100mm in two Pcs, Lower Blade length 3250mm in two Pcs | Consumable-1533
__export__.product_template_36584 | 36584 | Sharping stone 8"X2"x1"
__export__.product_template_17327 | 17327 | Shear Blades 10.5" Sets | SP Parts-0193
__export__.product_template_17319 | 17319 | Shearing M/C Blade | SP Parts-0185
__export__.product_template_17179 | 17179 | Shear Sylinder B29-01 | SP Parts-0045
__export__.product_template_21604 | 21604 | Sheet Cutter 12" | Consumable-2297
__export__.product_template_17958 | 17958 | Sheet Cutter 18" | Consumable-0511
__export__.product_template_12414 | 12414 | Shill Koire Wood 300X80X12mm | SRM-0129
__export__.product_template_12347 | 12347 | Shill Korie Wood 245X68X12mm | SRM-0062
__export__.product_template_12383 | 12383 | Shill Korie Wood 270X12X80mm | SRM-0098
__export__.product_template_12377 | 12377 | Shill Korie Wood 290X80X12mm | SRM-0092
__export__.product_template_12381 | 12381 | Shill Korie Wood 330X90X12mm | SRM-0096
__export__.product_template_17309 | 17309 | Shipping Terms: CPT (Confidence Electric Limited) | SP Parts-0175
__export__.product_template_19397 | 19397 | Shirt | Consumable-1950
__export__.product_template_24172 | 24172 | Shocks
__export__.product_template_21893 | 21893 | Shoe Brush | Consumable-2422
__export__.product_template_24103 | 24103 | Shoe Brush
__export__.product_template_24127 | 24127 | Shoe Polish
__export__.product_template_21892 | 21892 | Shoe Polish | Consumable-2421
__export__.product_template_23749 | 23749 | Shoe Rack | Consumable-5453
__export__.product_template_23325 | 23325 | Shoe Sub Assy, Brake | Consumable-2978
__export__.product_template_22985 | 22985 | Shrinkable Sleeeve 100x30mm (Bus-bar tube) R+Y+B+Blk+-5mtr | Sub-Station-0529
__export__.product_template_22984 | 22984 | Shrinkable Sleeeve 150x30mm (Bus-bar tube) R+Y+B+Blk+-4mtr | Sub-Station-0528
__export__.product_template_21937 | 21937 | Shrinkable Sleeve 100X15mm (Bus-bar tube) R+Y+B | Sub-Station-0287
__export__.product_template_21765 | 21765 | Shrinkable Sleeve 100X20mm (Bus-bar tube) R+Y+B+Blk-3mtr | Sub-Station-0211
__export__.product_template_22764 | 22764 | Shrinkable Sleeve 120X20mm (Copper Bar Tube) R+Y+B | Sub-Station-0467
__export__.product_template_23018 | 23018 | Shrinkable Sleeve 150x20mm (Bus-Bar Tube) R+Y+Blk-4mtr. | Sub-Station-0531
__export__.product_template_21984 | 21984 | Shrinkable Sleeve 20X5mm | Sub-Station-0302
__export__.product_template_21983 | 21983 | Shrinkable Sleeve 30X5mm | Sub-Station-0301
__export__.product_template_21824 | 21824 | Shrinkable Sleeve 40X10mm (R+Y+B+Blk) | Sub-Station-244
__export__.product_template_21766 | 21766 | Shrinkable Sleeve 40X5mm | Sub-Station-0212
__export__.product_template_21825 | 21825 | Shrinkable Sleeve 50X10mm | Sub-Station-245
__export__.product_template_22765 | 22765 | Shrinkable Sleeve 60X20mm (Bus-Bar Tube) R+Y+B+Blk-6mtr | Sub-Station-0468
__export__.product_template_23019 | 23019 | Shrinkable Sleeve 80x20mm (Bus-Bar Tube) R+Y+B | Sub-Station-0532
__export__.product_template_22166 | 22166 | Shrinkable Sleeve (Bas-Bar Tube) 20X10mm (R+Y+B) | Sub-Staton-0350
__export__.product_template_22165 | 22165 | Shrinkable Sleeve (Bas-Bar Tube) 30X10mm (R+Y+B) | Sub-Station-0349
__export__.product_template_22910 | 22910 | Shrinkable Sleeve (Bus-bar tube) 60x10mm | Sub-Station-0500
__export__.product_template_22871 | 22871 | Shrinkable Sleeve (Copper Bar tube) 120x10mm R+Y+B | Sub-Station-0493
__export__.product_template_22280 | 22280 | Shrinkable Sleeve Copper Bar Tube) 50X20mm (R+Y+B+Blk) mtr | Sub-Station-0381
__export__.product_template_22353 | 22353 | Shrinkable Sleeve (Copper Bar Tube) 80X10mm R+Y+Blue+Balck | Sub-Station-0397
__export__.product_template_21800 | 21800 | Shunt Close (for 1600A ACB) | Sub-Station-221
__export__.product_template_21796 | 21796 | Shunt Close (for 2500A ACB) | Sub-Station-217
__export__.product_template_21799 | 21799 | Shunt Open (for 1600A ACB) | Sub-Station-220
__export__.product_template_21795 | 21795 | Shunt Open (for 2500A ACB) | Sub-Station-216
__export__.product_template_11860 | 11860 | Shut-Off Valve for Breather | TRM-0167
__export__.product_template_18558 | 18558 | Side Table | Consumable-1111
__export__.product_template_19383 | 19383 | Sign Board | Consumable-1936
__export__.product_template_20799 | 20799 | Silica Gel | TRM-0416 (GODOWN RACK-11)
__export__.product_template_20732 | 20732 | Silicagel Breather 1000-2000kva | TRM-0345
__export__.product_template_11713 | 11713 | Silicagel Breather 250kva | TRM-0020/425 (GODOWN RACK-9)
__export__.product_template_17808 | 17808 | Silicon Bucket | Consumable-0361
__export__.product_template_17844 | 17844 | Silicon Gel | Consumable-0397
__export__.product_template_17861 | 17861 | Silicon Gum | Consumable-0414
__export__.product_template_23429 | 23429 | Silicon Gun | Consumable-2703
__export__.product_template_23441 | 23441 | Silicon Pump | SP-Parts-320
__export__.product_template_23502 | 23502 | Silicon Seal (Heat Proof) | Consumable-2750
__export__.product_template_18827 | 18827 | Silicon Sheet (1mm) | Consumable-1380
__export__.product_template_17299 | 17299 | Single Phase Automatic Turns Ratio Tester with Battery | SP Parts-0165
__export__.product_template_18153 | 18153 | Single Timer with Base 200v 6A 0-120s | Consumable-0706
__export__.product_template_17938 | 17938 | Single Timer with Base 220v 6a 8pin 0-10m | Consumable-0491
__export__.product_template_21612 | 21612 | Sleeve For HV Cable
__export__.product_template_17519 | 17519 | Slide Wrench 12" | Consumable-0072
__export__.product_template_17521 | 17521 | Slide Wrench 15" | Consumable-0074
__export__.product_template_17520 | 17520 | Slide Wrench 18" | Consumable-0073
__export__.product_template_17518 | 17518 | Slide Wrench 6" | Consumable-0071
__export__.product_template_22228 | 22228 | Sliding Door Lock | Consumable-2560
__export__.product_template_17194 | 17194 | Slim Power Rail 2094 | SP Parts-0060
__export__.product_template_18618 | 18618 | Slip Paper | Consumable-1171
__export__.product_template_17380 | 17380 | Slitting M/C Blade | SP Parts-0246
__export__.product_template_22993 | 22993 | Smoke Detractor | Consumable-2813
__export__.product_template_22501 | 22501 | SO4 Magnetic Oil Level Gauge | TRM-0877
__export__.product_template_18866 | 18866 | Soap | Consumable-1419
__export__.product_template_22738 | 22738 | Soap Case | Consumable-2692
__export__.product_template_19424 | 19424 | Socket | Consumable-1977
__export__.product_template_19188 | 19188 | Socket Wrench 10" | Consumable-1741
__export__.product_template_21889 | 21889 | Socks | Consumable-2418
__export__.product_template_24078 | 24078 | Socks
__export__.product_template_23153 | 23153 | Sodium Bulb 400w | Consumable-2869
__export__.product_template_18770 | 18770 | Sofa Double Seated | Consumable-1323
__export__.product_template_18769 | 18769 | Sofa Single Seated | Consumable-1322
__export__.product_template_22996 | 22996 | Softener Filter (for Cooling Tower) Type Down Flow Model SF 400, Dia-400mm, Hight 1600mm | Consumable-2815
__export__.product_template_23507 | 23507 | Softener Resin | Consumable-2754
__export__.product_template_21710 | 21710 | Soil | Consumable-2331
__export__.product_template_23126 | 23126 | Soil Heater | Consumable-2853
__export__.product_template_17640 | 17640 | Soldering Iron | Consumable-0193
__export__.product_template_18925 | 18925 | Soldering Iron 100w | Consumable-1478
__export__.product_template_22531 | 22531 | Soldering Iron 200w | Consumable-2646
__export__.product_template_18692 | 18692 | Soldering Iron 300w | Consumable-1245
__export__.product_template_23964 | 23964 | Soldering Iron 400w | Consumable-5613
__export__.product_template_24033 | 24033 | Soldering Iron 400w
__export__.product_template_23900 | 23900 | Soldering Sucker | Consumable-5568
__export__.product_template_23903 | 23903 | Soldering Wire 1.2mm | Consumable-5571
__export__.product_template_18331 | 18331 | Soldering Wire 1.6mm | Consumable-0884
__export__.product_template_20800 | 20800 | Soldering wire 2mm | TRM-0417
__export__.product_template_18166 | 18166 | Solenoid Coil | Consumable-0719
__export__.product_template_36553 | 36553 | Solenoid coil (A240)-220V
__export__.product_template_18616 | 18616 | Solenoid valve 1/2" | Consumable-1169
__export__.product_template_23466 | 23466 | Solenoid Valve with Coil | Consumable-2725
__export__.product_template_22708 | 22708 | Solid State Drive 64GB + 3.3v (DC) | SP-Parts-0856
__export__.product_template_21922 | 21922 | Solid State Relay, Model: SAM 40300D In-4-32DC, Load 24-480AC, 300A | Consumable-2439
__export__.product_template_24029 | 24029 | Solid Tyre (28X9-15)
__export__.product_template_23364 | 23364 | Solid Tyre (28x9-15/7.00) | Consumable-2658
__export__.product_template_24226 | 24226 | SOLID TYRE:28X9-15 (RHINO)
__export__.product_template_22130 | 22130 | Solid Tyre 3.00-15 | SP Parts-0300
__export__.product_template_24036 | 24036 | Solid Tyre (6.50-10)
__export__.product_template_24232 | 24232 | SOLID TYRE:6.50-10 (RHINO)
__export__.product_template_23365 | 23365 | Solid Tyre (6x50-10/5.00) (6.50-10/5.00) | Consumable-2659
__export__.product_template_24207 | 24207 | Solid Tyre (7.00-12)
__export__.product_template_22131 | 22131 | Solid Tyre 7.00-12 | SP Parts-0301
__export__.product_template_23679 | 23679 | Solid Wire/MIG Wire (1.2/1.0, SF-71) | Consumable-5394
__export__.product_template_24248 | 24248 | Soling, Levelling, Dressing and Compacting
__export__.product_template_23005 | 23005 | Solinoed Coil | Consumable-2817
__export__.product_template_18705 | 18705 | Sonosim (White) | Consumable-1258
__export__.product_template_11871 | 11871 | Space Heater | TRM-0178
__export__.product_template_20804 | 20804 | Spacer-3X40X77.5mm | TRM-0421 (Godown Block-A)
__export__.product_template_24206 | 24206 | Spacer Die
__export__.product_template_22567 | 22567 | Spacer Die | SP Parts-0912 (Godown RACK-9)
__export__.product_template_20802 | 20802 | Spacer Sticks-2100mm | TRM-0419 (Godown Block-A)
__export__.product_template_20801 | 20801 | Spacer Sticks-6X20X950mm | TRM-0418 (Godown Block-A)
__export__.product_template_18589 | 18589 | Spanner 10-11mm | Consumable-1142
__export__.product_template_22878 | 22878 | Spanner 12-13mm | TC-0039
__export__.product_template_22879 | 22879 | Spanner 14-15mm | TC-0040
__export__.product_template_18409 | 18409 | Spanner 16-17mm | Consumable-0962
__export__.product_template_18590 | 18590 | Spanner 20-22mm | Consumable-1143
__export__.product_template_22564 | 22564 | Spanner 24-25mm | TC-0009
__export__.product_template_22565 | 22565 | Spanner 25-26mm | TC-0010
__export__.product_template_18661 | 18661 | Spanner 30X32mm | Consumable-1214
__export__.product_template_11748 | 11748 | Spanner 36mm | TRM-0055
__export__.product_template_11749 | 11749 | Spanner 38mm | TRM-0056
__export__.product_template_11750 | 11750 | Spanner 40mm | TRM-0057
__export__.product_template_11751 | 11751 | Spanner 42mm | TRM-0058
__export__.product_template_11752 | 11752 | Spanner 44mm | TRM-0059
__export__.product_template_11753 | 11753 | Spanner 46mm | Consumable-0060
__export__.product_template_11754 | 11754 | Spanner 48mm | TRM-0061
__export__.product_template_11755 | 11755 | Spanner 50mm | TRM-0062
__export__.product_template_11756 | 11756 | Spanner 54mm | TRM-0063
__export__.product_template_11757 | 11757 | Spanner 60mm | TRM-0064
__export__.product_template_22189 | 22189 | Spanner (Dhali) 10mm-10mm | Consumable-2554
__export__.product_template_17647 | 17647 | Spanner Set Inch | Consumable-0200
__export__.product_template_18417 | 18417 | Spanner Set Main Key | Consumable-0970
__export__.product_template_17648 | 17648 | Spanner Set MM | Consumable-0201
__export__.product_template_17414 | 17414 | Spare Parts For Core Winding Machine | SP Parts-0280
__export__.product_template_17409 | 17409 | Spare Parts For Overhead Crane 3MT | SP Parts-0275
__export__.product_template_17410 | 17410 | Spare Parts For Overhead Crane 5MT | SP Parts-0276
__export__.product_template_17366 | 17366 | Spare Parts Of Cross Sharing Machine | SP Parts-0232
__export__.product_template_18979 | 18979 | Spare Sharing Machine Blade (1 Pair) four edge | Consumable-1532
__export__.product_template_12060 | 12060 | SP Channel (Aluminium) | Sub-Station-0022
__export__.product_template_18708 | 18708 | Speed Control 10kva | Consumable-1261
__export__.product_template_18869 | 18869 | Speed Control 1kva | Consumable-1422
__export__.product_template_18870 | 18870 | Speed Control 2kva | Consumable-1423
__export__.product_template_18707 | 18707 | Speed Control 5kva | Consumable-1260
__export__.product_template_17846 | 17846 | Spiral Heater (9kw) 640 Turns | Consumable-0399
__export__.product_template_21952 | 21952 | Spiraling Ring 10mm | Consumable-2448
__export__.product_template_21951 | 21951 | Spiraling Ring 15mm | Consumable-2447
__export__.product_template_21950 | 21950 | Spiraling Ring 25mm | Consumable-2446
__export__.product_template_19425 | 19425 | Spiral Sheet | Consumable-1978
__export__.product_template_21953 | 21953 | Spiral Sheet | Consumable-2449
__export__.product_template_21813 | 21813 | Spiral Sleev 10mm | Sub-Station-233
__export__.product_template_21767 | 21767 | Spiral Sleeve 10mm | Sub-Station-0213
__export__.product_template_22277 | 22277 | Spiral Sleeve 10mm (Packet) | Sub-Station-0380
__export__.product_template_21986 | 21986 | Spiral Sleeve 6mm | Sub-Station-0304
__export__.product_template_17551 | 17551 | Spirit Level 3' | Consumable-0104
__export__.product_template_17552 | 17552 | Spirit Level 4' | Consumable-0105
__export__.product_template_17243 | 17243 | Split Dies (Range 0.73mm to 1.57mm) | SP Parts-0109
__export__.product_template_23401 | 23401 | Split Dies (Range 1.60mm to 2.00mm) | SP Parts-0320
__export__.product_template_23402 | 23402 | Split Dies (Range 2.02mm to 2.57mm) | SP Parts-0321
__export__.product_template_23403 | 23403 | Split Dies (Range 2.60mm to 3mm) | SP Parts-0322
__export__.product_template_22577 | 22577 | Spoon | Consumable-2653
__export__.product_template_19388 | 19388 | Sprayer | Consumable-1941
__export__.product_template_23028 | 23028 | Spray (For Kill Insect) | Consumable-2827
__export__.product_template_17517 | 17517 | Spray Gun | Consumable-0070
__export__.product_template_22930 | 22930 | Spray Gun 16liter | Consumable-2787
__export__.product_template_22931 | 22931 | Spray Gun 3liter | Consumable-2788
__export__.product_template_22739 | 22739 | Spray (Moov) | Consumable-2693
__export__.product_template_19401 | 19401 | Spray Paint | Consumable-1954
__export__.product_template_17805 | 17805 | Spray Paint Black | Consumable-0358
__export__.product_template_18964 | 18964 | Spray Paint Off White | Consumable-1517
__export__.product_template_17854 | 17854 | Spray paint Orange | Consumable-0407
__export__.product_template_17804 | 17804 | Spray paint Red | Consumable-0357
__export__.product_template_17922 | 17922 | Spray Paint White | Consumable-0475
__export__.product_template_11876 | 11876 | Spray Varnish | TRM-0183
__export__.product_template_18767 | 18767 | Sprial Binder Sheet 14 | Consumable-1320
__export__.product_template_19106 | 19106 | Sprial Ring | Consumable-1659
__export__.product_template_19404 | 19404 | Spring | Consumable-1957
__export__.product_template_18466 | 18466 | Spring 10round | Consumable-1019
__export__.product_template_18966 | 18966 | Spring (19X27X180)mm | Consumable-1519
__export__.product_template_19114 | 19114 | Spring (34X46X350), 6mm | Consumable-1667
__export__.product_template_19008 | 19008 | Spring (75X25X6)mm | Consumable-1561
__export__.product_template_19055 | 19055 | Spring Air Hose Pipe | Consumable-1608
__export__.product_template_18611 | 18611 | Spring as per sample | Consumable-1164
__export__.product_template_24117 | 24117 | SPRING, HORN
__export__.product_template_24250 | 24250 | SPRING, HORN (57414-22500-71-TOYOTA)
__export__.product_template_19292 | 19292 | Spring OD: 11mm, ID: 8mm, Wire Size: 1.5mm, Length: 6mm | Consumable-1845
__export__.product_template_21618 | 21618 | Spring OD-8mm,ID-Wire Diameter 1mm, Length 10" | Consumable-2415
__export__.product_template_19050 | 19050 | Spring Wire (Dia:05mm,L-370mm,India:20mm,Outdia:30mm) | Consumable-1603
__export__.product_template_19051 | 19051 | Spring Wire (Dia:06mm,L-770mm,India:24mm,Outdia:36mm) | Consumable-1604
__export__.product_template_19048 | 19048 | Spring Wire (Dia: 3mm, L: 370mm, In Dia: 14mm, Out Dia: 20mm) | Consumable-1601
__export__.product_template_22173 | 22173 | Spring Wire dia 4mm | Consumable-2543
__export__.product_template_19049 | 19049 | Spring Wire (Dia: 4mm, L: 360mm, In Dia: 17mm, Out Dia: 25mm) | Consumable-1602
__export__.product_template_18322 | 18322 | Sprit Level 12" | Consumable-0875
__export__.product_template_23785 | 23785 | Sprit Level 15" | Consumable-5483
__export__.product_template_18437 | 18437 | Sprit Level 2' | Consumable-0990
__export__.product_template_21697 | 21697 | Sproket Chain | Consumable-2323
__export__.product_template_23418 | 23418 | SPTP Switch with Board (PVC) | Consumable-2693
__export__.product_template_19135 | 19135 | Square Bar | Consumable-1688
__export__.product_template_18657 | 18657 | Square Bar 12X12mm | Consumable-1210
__export__.product_template_18658 | 18658 | Square Bar 3/4" | Consumable-1211
__export__.product_template_21716 | 21716 | Square Bar 95mmX95mmX1' | Consumable-2335
__export__.product_template_17827 | 17827 | SS Ball Valve 0.5" | Consumable-0380 (GODOWN RACK-12)
__export__.product_template_18036 | 18036 | SS Ball Valve 1" | Consumable-0589
__export__.product_template_17829 | 17829 | SS Ball Valve 1 1/4" | Consumable-0382
__export__.product_template_19085 | 19085 | SS Ball Valve 1/4" | Consumable-1638
__export__.product_template_17828 | 17828 | SS Ball Valve 1.5" | Consumable-0381
__export__.product_template_11954 | 11954 | SS Ball Valve 16mm | TRM-0261
__export__.product_template_17803 | 17803 | SS Ball Valve 2" | Consumable-0356
__export__.product_template_18212 | 18212 | SS Ball Valve 2.5" | Consumable-0765
__export__.product_template_18461 | 18461 | SS Ball Valve 3" | Consumable-1014
__export__.product_template_18035 | 18035 | SS Ball Valve 3/4" | Consumable-0588
__export__.product_template_23226 | 23226 | SS Bolt 14x70mm (Half Round) | Consumable-2926
__export__.product_template_19192 | 19192 | SS Bolt 8X16mm | Consumable-1745
__export__.product_template_19371 | 19371 | SS Bolt 8X30mm | Consumable-1924
__export__.product_template_22017 | 22017 | SS Bolt with nut, dia 6x200 - Spare parts of Anneling Furnace | SP Parts-0291
__export__.product_template_23793 | 23793 | S.S Cable Glen-22mm | Sub Station-5489
__export__.product_template_12070 | 12070 | SS Condition Scrow (4X20mm) with Nut & Washer | Sub-Station-0032
__export__.product_template_12069 | 12069 | SS Condition Scrow (5X20mm) with Nut & Washer | Sub-Station-0031
__export__.product_template_24138 | 24138 | SSD (M.2)-256 GB
__export__.product_template_22003 | 22003 | SS Drill bit 11mm | Consumable-2462
__export__.product_template_23730 | 23730 | SS Drill bit 12mm | Consumable-5435
__export__.product_template_22004 | 22004 | SS Drill bit 13mm | Consumable-2463
__export__.product_template_23731 | 23731 | SS Drill bit 14mm | Consumable-5436
__export__.product_template_23732 | 23732 | SS Drill bit 18mm | Consumable-5437
__export__.product_template_23733 | 23733 | SS Drill bit 30mm | Consumable-5438
__export__.product_template_21999 | 21999 | SS Drill bit 4mm | Consumable-2458
__export__.product_template_22030 | 22030 | SS Drill Bit 4mm | Consumable-2476
__export__.product_template_22000 | 22000 | SS Drill bit 5mm | Consumable-2459
__export__.product_template_23734 | 23734 | SS Drill bit 6.5-6.8mm | Consumable-5439
__export__.product_template_22773 | 22773 | SS Drill Bit 6mm | Consumable-0036
__export__.product_template_22001 | 22001 | SS Drill bit 7mm | Consumable-2460
__export__.product_template_22054 | 22054 | SS Drill Bit 8mm | Consumable-2497
__export__.product_template_22002 | 22002 | SS Drill bit 9mm | Consumable-2461
__export__.product_template_23416 | 23416 | SSD TwinMOS TM512GH2U H2 Ultra 512GB SATA 6Gb/s UP to 580MB/s read 550MB/s write 2.5inch solid state Drive Made in Taiwan warranty 3 years | Consumable-2691
__export__.product_template_18101 | 18101 | SS Electrode 2.5mm | Consumable-0654
__export__.product_template_17855 | 17855 | SS Electrode 4mm | Consumable-0408
__export__.product_template_22414 | 22414 | [SSFG0000074] Tank AMDT (10 KVA)
__export__.product_template_22415 | 22415 | [SSFG0000075] Tank AMDT (15 KVA)
__export__.product_template_22397 | 22397 | [SSFG0000129] HT Super Wire AMDT (10 KVA)
__export__.product_template_22398 | 22398 | [SSFG0000130] HT Super Wire AMDT (15 KVA)
__export__.product_template_18918 | 18918 | SS Filler Rod | Consumable-1471
__export__.product_template_23763 | 23763 | S.S Full Thread Rod Dia 10mm (N-1,W-1,SP W-1) | TRM-5465
__export__.product_template_23764 | 23764 | S.S Full Thread Rod Dia 12mm (N-1,W-1,SP W-1) | TRM-5466
__export__.product_template_23860 | 23860 | S.S Full Thread Rod Dia 16mm | TRM-5540
__export__.product_template_19372 | 19372 | SS L-Key Bolt 6X16mm | Consumable-1925
__export__.product_template_11919 | 11919 | SS Name Plate 10/14 MVA | TRM-0048
__export__.product_template_21541 | 21541 | SS Name Plate 10/14 MVA (With Monogram) | TRM-0458
__export__.product_template_21969 | 21969 | SS Name Plate & Block Set 1500 kva | TRM-814
__export__.product_template_21970 | 21970 | SS Name Plate & Block Set 2000kva | TRM-815
__export__.product_template_22887 | 22887 | S.S Net (40"X12") | Consumable-2760
__export__.product_template_20805 | 20805 | SS Nut-12mm | TRM-0422
__export__.product_template_23142 | 23142 | S.S Nut 16mm | Consumable-2863
__export__.product_template_22921 | 22921 | SS Nut 25mm | Consumable-2780
__export__.product_template_23158 | 23158 | SS Nut Bolt 10x100mm | Consumable-2874
__export__.product_template_18485 | 18485 | SS Nut Bolt 10X125mm | Consumable-1038
__export__.product_template_19243 | 19243 | SS Nut Bolt 10X30mm | Consumable-1796
__export__.product_template_20867 | 20867 | SS Nut-Bolt-10X30mm | Sub-Station-0133
__export__.product_template_20868 | 20868 | SS Nut-Bolt-10X40mm | Sub-Station-0134
__export__.product_template_18186 | 18186 | SS Nut Bolt 10X45mm | Consumable-0739
__export__.product_template_18185 | 18185 | SS Nut Bolt 10X60mm | Consumable-0738
__export__.product_template_20869 | 20869 | SS Nut-Bolt-10X60mm | Sub-Station-0135
__export__.product_template_20871 | 20871 | SS Nut-Bolt-12X40mm | Sub-Station-0137
__export__.product_template_18184 | 18184 | SS Nut Bolt 12X45mm | Consumable-0737
__export__.product_template_22524 | 22524 | SS Nut Bolt 12X60mm | Sub-Station-0421
__export__.product_template_11695 | 11695 | SS Nut Bolt 12X60mm | TRM-0002
__export__.product_template_18718 | 18718 | SS Nut Bolt 15X250mm | Consumable-1271
__export__.product_template_21688 | 21688 | SS Nut Bolt 16X100mm | Consumable-2322
__export__.product_template_23478 | 23478 | SS Nut Bolt (285x25mm) | Consumable-2734
__export__.product_template_22920 | 22920 | SS Nut Bolt 300x16mm full Thread | Consumable-2779
__export__.product_template_23477 | 23477 | SS Nut Bolt (360x16mm) | Consumable-2733
__export__.product_template_23479 | 23479 | SS Nut Bolt (410x25mm) | Consumable-2735
__export__.product_template_12348 | 12348 | SS Nut Bolt 6X25/35mm | SRM-0063 (GODOWN RACK-5)
__export__.product_template_19025 | 19025 | SS Nut Bolt (6X25)mm | Sub Station-1578
__export__.product_template_23024 | 23024 | SS Nut Bolt 6x38mm | SMR-0187
__export__.product_template_19047 | 19047 | SS Nut Bolt 8X100mm (Full Thread) | Consumable-1600
__export__.product_template_22534 | 22534 | SS Nut Bolt 8X12mm | Comsumable-2647
__export__.product_template_18048 | 18048 | SS Nut Bolt 8X25mm | Consumable-0601
__export__.product_template_20865 | 20865 | SS Nut-Bolt-8X40mm | Sub-Station-0131
__export__.product_template_19026 | 19026 | SS Nut Bolt (8X50mm) | Consumable-1579
__export__.product_template_20866 | 20866 | SS Nut-Bolt-Washer-10X20mm | Sub-Station-0132
__export__.product_template_23023 | 23023 | SS Nut Bolt Washer 12x100mm | Consumable-2824
__export__.product_template_21869 | 21869 | SS Nut Bolt Washer 5X12mm | Consumable-2413
__export__.product_template_20860 | 20860 | SS Nut-Bolt-Washer-6X12mm | Sub-Station-0126
__export__.product_template_20861 | 20861 | SS Nut-Bolt-Washer-6X25mm | Sub-Station-0127
__export__.product_template_20862 | 20862 | SS Nut-Bolt-Washer-6X40mm | Sub-Station-0128
__export__.product_template_21804 | 21804 | SS Nut Bolt with Double Washer 10X40mm | Sub-Station-225
__export__.product_template_21803 | 21803 | SS Nut Bolt with Double Washer 10X50mm | Sub-Station-224
__export__.product_template_21802 | 21802 | SS Nut Bolt with Double Washer 10X70mm | Sub-Station-223
__export__.product_template_21868 | 21868 | SS Nut Bolt with single Washer 12X20mm | Consumable-2412
__export__.product_template_18727 | 18727 | SS Nut Bolt with Washer 10X25mm | Consumable-1280
__export__.product_template_18729 | 18729 | SS Nut Bolt with Washer 10X40mm | Consumable-1282
__export__.product_template_11990 | 11990 | SS Nut Bolt With Washer 10X75mm | TRM-0297
__export__.product_template_22817 | 22817 | SS Nut Bolt with Washer 10X80mm | Sub-Station-0479
__export__.product_template_19118 | 19118 | SS Nut Bolt with Washer 12X50mm | Consumable-1671
__export__.product_template_19257 | 19257 | SS Nut Bolt With Washer 12X70mm | Consumable-1810
__export__.product_template_11805 | 11805 | SS Nut Bolt with Washer 12X80mm | TRM-0112
__export__.product_template_18728 | 18728 | SS Nut Bolt with Washer 16X40mm | Consumable-1281
__export__.product_template_22152 | 22152 | SS Nut Bolt with washer 4X12mm | Sub-Station-0336
__export__.product_template_22153 | 22153 | SS Nut Bolt with washer 6X20mm | Sub-Station-0337
__export__.product_template_19057 | 19057 | SS Nut Bolt with Washer 6X40mm | Consumable-1610
__export__.product_template_18187 | 18187 | SS Nut Bolt with washer 6X75mm | Consumable-0740
__export__.product_template_22402 | 22402 | SS Nut Bolt with Washer 8X12mm | Sub-Station-0412
__export__.product_template_20863 | 20863 | SS Nut-Bolt with Washer 8X25mm | Sub-Station-0129
__export__.product_template_23861 | 23861 | S.S Nut dia 16mm 1pc, Flat washer 1pc, Spring washer 1pc | TRM-5541
__export__.product_template_18592 | 18592 | SS Pipe 15X21mm | Consumable-1145
__export__.product_template_36680 | 36680 | SS pipe-2" T-2.5mm
__export__.product_template_36678 | 36678 | SS pipe-2"T-2.5mm
__export__.product_template_36679 | 36679 | SS Pipe-2",T2.5mm
__export__.product_template_18583 | 18583 | S.S Pipe 2"X 2mm | Consumable-1136
__export__.product_template_22903 | 22903 | SS Pipe 2"X 2mm | Consumable-2770
__export__.product_template_22975 | 22975 | SS Pipe (Dia 22mm, Thickness 2.5mm) Grade 304L | Consumable-2803
__export__.product_template_23476 | 23476 | SS Pipe (ID-16mm, OD-22mm, Length-24fit) | Consumable-2732
__export__.product_template_23194 | 23194 | SS Pipe (OD:22mm,ID:16mm,L-25') | Consumable-2898
__export__.product_template_11992 | 11992 | SS Plate | TRM-0299
__export__.product_template_18952 | 18952 | SS Plate 10mm | Consumable-1505
__export__.product_template_22018 | 22018 | SS Plate, 1x400x400 - Spare parts of Anneling Furnace | SP Parts-0292
__export__.product_template_18951 | 18951 | SS Plate 3mm | Consumable-1504
__export__.product_template_18387 | 18387 | SS Plate 6mm | Consumable-0940
__export__.product_template_22977 | 22977 | SS Plate 8mm (900mmx900mm) Grade 304L | Consumable-2805
__export__.product_template_22976 | 22976 | SS Plate 8mm (Length 2700mm,Width 80mm) Grade 304L | Consumable-2804
__export__.product_template_22432 | 22432 | SS Rod 12X600mm | Consumable-2620
__export__.product_template_18039 | 18039 | SS Rod 5/6mm | Consumable-0592
__export__.product_template_22904 | 22904 | SS Rod 5mm, Length 10Feet | Consumable-2771
__export__.product_template_19067 | 19067 | SS Rod With Nut (180X6mm) | Consumable-1620
__export__.product_template_17671 | 17671 | S.S Rollar (6") | Consumable-0224
__export__.product_template_17670 | 17670 | S.S Rollar (7") | Consumable-0223
__export__.product_template_21738 | 21738 | SS Shaft 12mmX4' | Consumable-2355
__export__.product_template_17947 | 17947 | SS Shaft 25mm | Consumable-0500
__export__.product_template_19187 | 19187 | S.S Shaft 46mm | Consumable-1740
__export__.product_template_17948 | 17948 | SS Shaft 55mm | Consumable-0501
__export__.product_template_18584 | 18584 | S.S Sheet 3mm | Consumable-1137
__export__.product_template_19353 | 19353 | SS Short Ball Valve 1" | Consumable-1906
__export__.product_template_23747 | 23747 | S.S Square Hollow section (30X30X2mm) | TRM-5451
__export__.product_template_24011 | 24011 | SS Sticker (150X30)mm
__export__.product_template_24018 | 24018 | SS Sticker (280X55)mm
__export__.product_template_24025 | 24025 | SS Sticker (440X80)mm
__export__.product_template_19405 | 19405 | SS Transformer Name Plate | Consumable-1958
__export__.product_template_20870 | 20870 | SS Washer-10mm | Sub-Station-0136
__export__.product_template_22086 | 22086 | S.S Washer 4mm | Sub-Station-0307
__export__.product_template_20864 | 20864 | SS Washer-8mm | Sub-Station-0130
__export__.product_template_18418 | 18418 | S.S Wire 2.5mm | Consumable-0971
__export__.product_template_18833 | 18833 | S.S Wire 2mm | Consumable-1386
__export__.product_template_18832 | 18832 | S.S Wire 3mm | Consumable-1385
__export__.product_template_23360 | 23360 | S.S Wire 4mm | Consumable-2646
__export__.product_template_21994 | 21994 | S.S Wire Dia 20mm, Length 55" | Consumable-2453
__export__.product_template_22440 | 22440 | SS Wire Rope Sling Dia 25mm,Length 3600mm, (Both side Eye Length 450mm) Flexible Type | Consumable-2622
__export__.product_template_22417 | 22417 | SS Wire Rope Sling Dia 25mm,Length 96" | Consumable-2609
__export__.product_template_22441 | 22441 | SS Wire Rope Sling Dia 30mm,Length 4200mm, (Both side Eye Length 500mm) Flexible Type | Consumbale-2623
__export__.product_template_18630 | 18630 | S.S Wrie 3mm | Consumable-1183
__export__.product_template_17403 | 17403 | Stacker Arm Motor Drive | SP Parts-0269 (Godown Rack-4)
__export__.product_template_17404 | 17404 | Stacker Pallet Longitudinal Drive | SP Parts-0270
__export__.product_template_23895 | 23895 | Stamp Paper 100 Taka | Consumable-5563
__export__.product_template_36580 | 36580 | Stand Fan 24"
__export__.product_template_17747 | 17747 | Stanier 2" | Consumable-0300
__export__.product_template_18574 | 18574 | Stanier 2.5" | Consumable-1127
__export__.product_template_17812 | 17812 | Stapler M/c | Consumable-0365
__export__.product_template_21712 | 21712 | Stapler Pin 23/25mm | Consumable-2333
__export__.product_template_18098 | 18098 | Stapler Pin 24/6 | Consumable-0651
__export__.product_template_36558 | 36558 | Stare Screw Driver-6"
__export__.product_template_22174 | 22174 | Star L-Key Set | Consumable-2544
__export__.product_template_24056 | 24056 | Star Roofing Screw (5X12)mm
__export__.product_template_22139 | 22139 | Star Screw 1" | Consumable-2541
__export__.product_template_22202 | 22202 | Star Screw Bolt 4X10mm | Sub-Station-0355
__export__.product_template_21678 | 21678 | Star Screw Driver 10" | Consumable-2317
__export__.product_template_21677 | 21677 | Star Screw Driver 8" | Consumable-2316
__export__.product_template_22525 | 22525 | Star Screw Nut Bolt 4X12mm | Sub-Station-0422
__export__.product_template_23614 | 23614 | Starter SolSwitch Remy (Model: 1115726) | Consumable-5356
__export__.product_template_18343 | 18343 | Stater | Consumable-0896
__export__.product_template_17479 | 17479 | Steel Binder Pathi 5/8" | Consumable-0032
__export__.product_template_18308 | 18308 | Steel Bookself 4'X7'X1 1/2' | Consumable-0861
__export__.product_template_17614 | 17614 | Steel Box 16"X12"X4" | Consumable-0167
__export__.product_template_21866 | 21866 | Steel Channel 1'' | Consumable-2411
__export__.product_template_18339 | 18339 | Steel Channel 3' | Consumable-0892
__export__.product_template_19157 | 19157 | Steel Flat Spring Washer (As Per Sample) | Consumable-1710
__export__.product_template_17189 | 17189 | Steel Guide Lower Chute | SP Parts-0055
__export__.product_template_17289 | 17289 | Steel Guide Set | SP Parts-0155
__export__.product_template_17187 | 17187 | Steel Guide Shaft | SP Parts-0053
__export__.product_template_17188 | 17188 | Steel Guide Width Adjustment | SP Parts-0054
__export__.product_template_22749 | 22749 | Steel Handle Lock | Consumable-0035
__export__.product_template_19038 | 19038 | Steel Lacing | Consumable-1591
__export__.product_template_22282 | 22282 | Steelor Wooden Door 3'-6"X7' | Consumable-2573
__export__.product_template_18969 | 18969 | Steel Profile Sheet | Consumable-1522
__export__.product_template_18736 | 18736 | Steel Ring | Consumable-1289
__export__.product_template_18459 | 18459 | Steel Scale 12" | Consumable-1012
__export__.product_template_18141 | 18141 | Steel Scale 40" | Consumable-0694
__export__.product_template_18142 | 18142 | Steel Scale 60" | Consumable-0695
__export__.product_template_12402 | 12402 | Steel Strap 19X0.4mm | SRM-0117
__export__.product_template_12341 | 12341 | Steel Strap 19X0.58mm | SRM-0056
__export__.product_template_12401 | 12401 | Steel Strap 32X0.80mm | SRM-0116
__export__.product_template_12403 | 12403 | Steel Strap Clip 0.6X19X38mm/Steel Seal | SRM-0118
__export__.product_template_12404 | 12404 | Steel Strap Clip 0.9X32X50mm | SRM-0119 (GODOWN RACK-15+12)
__export__.product_template_18531 | 18531 | Steel Tape 15m | Consumable-1084
__export__.product_template_17542 | 17542 | Steel Wire Brush | Consumable-0095
__export__.product_template_19149 | 19149 | Steel Wire Rope/Soling 25mm (15' one pcs & 18' one pcs) Both side Banding (2+2 Clamp) | Consumable-1702
__export__.product_template_18163 | 18163 | Steel Wool | Consumable-0716
__export__.product_template_19013 | 19013 | Stem Flexible Joint | Consumable-1566
__export__.product_template_23388 | 23388 | Sterile Cotton 25gm | Consumable-2668
__export__.product_template_36633 | 36633 | Sterling spray varnish
__export__.product_template_24278 | 24278 | Stick for Broom
__export__.product_template_25497 | 25497 | Stick for Broom | Consumable-5724
__export__.product_template_25499 | 25499 | Sticky note | Consumable-5725
__export__.product_template_24285 | 24285 | Sticky note
__export__.product_template_21946 | 21946 | Ston | Consumable-2444
__export__.product_template_22034 | 22034 | Stone 1/2" | Consumable-2480
__export__.product_template_19112 | 19112 | Stone 3/4" | Consumable-1665
__export__.product_template_18850 | 18850 | Stop Watch | Consumable-1403
__export__.product_template_18129 | 18129 | Store Entry Book Khata | Consumable-0682
__export__.product_template_17663 | 17663 | Straight Grinder | Consumable-0216
__export__.product_template_17266 | 17266 | Strap Guide Pin | SP Parts-0132
__export__.product_template_17372 | 17372 | Strip Separator Assembly | SP Parts-0238
__export__.product_template_18216 | 18216 | Sub-Mersible Pump (10HP, 1"-0") 5.5 Horse | Consumable-0769
__export__.product_template_23879 | 23879 | Submersible Water Pump 40W, 220V | Consumable-5555
__export__.product_template_12115 | 12115 | Sub Station Common | Sub-Station-0082
__export__.product_template_12117 | 12117 | Sub Station Hal's Sayeeda Daffodil | Sub-Station-0085
__export__.product_template_11820 | 11820 | Substation Materials (3Phase) | TRM-0127
__export__.product_template_12118 | 12118 | Sub-Station of "CREC" Norail 500 kva | Sub-Station-0086
__export__.product_template_12116 | 12116 | Sub Station Zodiac Power | Sub-Station-0083
__export__.product_template_17468 | 17468 | Sun Glass Black | Consumable-0021
__export__.product_template_17469 | 17469 | Sun Glass White | Consumable-0022
__export__.product_template_21856 | 21856 | Supater Lid | Consumable-2402
__export__.product_template_12447 | 12447 | Super Enamel Copper Wire 100kva | SRM-0162
__export__.product_template_12419 | 12419 | Super Enamel Copper Wire 10no | SRM-0134
__export__.product_template_11852 | 11852 | Super Enamel Copper Wire 12no | TRM-0159
__export__.product_template_12379 | 12379 | Super Enamel Copper Wire 13.5no | SRM-0094
__export__.product_template_12366 | 12366 | Super Enamel Copper Wire 14.5no | SRM-0081
__export__.product_template_23626 | 23626 | Super Enamel Copper Wire 14.5no, Size: Ø1.9304mm without Insul. | TRM-5364
__export__.product_template_12369 | 12369 | Super Enamel Copper Wire 14no | SRM-0084
__export__.product_template_11981 | 11981 | Super Enamel Copper Wire -15 (250KVA) Size: 1.82mm wtih insulation 1.92mm | TRM-0288
__export__.product_template_23799 | 23799 | Super Enamel Copper Wire 15.5no, Size: Ø1.7275mm without Insul. | TRM-5365
__export__.product_template_12378 | 12378 | Super Enamel Copper Wire 15no | SRM-0093
__export__.product_template_23435 | 23435 | Super Enamel Copper Wire 16.25no (25KVA) 1.57mm | SRM-0187
__export__.product_template_12387 | 12387 | Super Enamel Copper Wire 16no | SRM-0102
__export__.product_template_12371 | 12371 | Super Enamel Copper Wire 17no | SRM-0086 (GODOWN RACK-5)
__export__.product_template_12405 | 12405 | Super Enamel Copper Wire 18.5no | SRM-0120
__export__.product_template_12370 | 12370 | Super Enamel Copper Wire 18no (10kva) Size: 1.219 with insulation 1.319) | SRM-0085
__export__.product_template_24173 | 24173 | Super Enamel Copper Wire 19no (10KVA) 1.016mm
__export__.product_template_12374 | 12374 | Super Enamel Copper Wire 19no (10KVA) 1.016mm | SRM-0089
__export__.product_template_12375 | 12375 | Super Enamel Copper Wire 20no | SRM-0090
__export__.product_template_12367 | 12367 | Super Enamel Copper Wire 22no | SRM-0082
__export__.product_template_12428 | 12428 | Super Enamel Copper Wire 50kva | SRM-0143
__export__.product_template_12446 | 12446 | Super Enamel Copper Wire 75kva | SRM-0161
__export__.product_template_20807 | 20807 | Super Enamel Cu wire | TRM-0424
__export__.product_template_22654 | 22654 | Super Enamel Varnish | TRM-0929
__export__.product_template_12345 | 12345 | Super Enamel Varnish | SRM-0060
__export__.product_template_17963 | 17963 | Super Glue | Consumable-0517
__export__.product_template_22521 | 22521 | Super V | Consumable-0643
__export__.product_template_19164 | 19164 | Super Wire 17no | Consumable-1717
__export__.product_template_18985 | 18985 | Super Wire 18no | Consumable-1538
__export__.product_template_18342 | 18342 | Super Wire 19no | Consumable-0895
__export__.product_template_18357 | 18357 | Super Wire 20no | Consumable-0910
__export__.product_template_17757 | 17757 | Super Wire 21no | Consumable-0310
__export__.product_template_18647 | 18647 | Super Wire 22no | Consumable-1200
__export__.product_template_17758 | 17758 | Super Wire 23no | Consumable-0311
__export__.product_template_17763 | 17763 | Super Wire 24no | Consumable-0316
__export__.product_template_17759 | 17759 | Super Wire 25no | Consumable-0312
__export__.product_template_21726 | 21726 | Super Wire 25no | Consumable-2343
__export__.product_template_17764 | 17764 | Super Wire 26no | Consumable-0317
__export__.product_template_17765 | 17765 | Super Wire 27no | Consumable-0318
__export__.product_template_17762 | 17762 | Super Wire 28no | Consumable-0315
__export__.product_template_17760 | 17760 | Super Wire 29no | Consumable-0313
__export__.product_template_18282 | 18282 | Super Wire 30no | Consumable-0835
__export__.product_template_18273 | 18273 | Super Wire 31no | Consumable-0826
__export__.product_template_19035 | 19035 | Super Wire 32no | Consumable-1588
__export__.product_template_17761 | 17761 | Super Wire 34no | Consumable-0314
__export__.product_template_18648 | 18648 | Super Wire 36no | Consumable-1201
__export__.product_template_18382 | 18382 | Super Wire 37no | Consumable-0935
__export__.product_template_21617 | 21617 | Super Wire 38no | Consumable-2776
__export__.product_template_21616 | 21616 | Super Wire 39no | Consumable-2777
__export__.product_template_21615 | 21615 | Super Wire 41no
__export__.product_template_17329 | 17329 | Sup-Gloss Thinner | SP Parts-0195
__export__.product_template_22816 | 22816 | Supraphen Eye Drop | Consumable-2719
__export__.product_template_23546 | 23546 | Supratulee (Medicine) | Consumable-2781
__export__.product_template_11931 | 11931 | Surge Arrestor | TRM-0238 (Godown Block-A)
__export__.product_template_22053 | 22053 | Surge Arrestor Connector Lighting | TRM-0821 (Godown Block-A)
__export__.product_template_22809 | 22809 | Surgical Gauze | Consumable-2712
__export__.product_template_23768 | 23768 | Surgical Suture | Consumable-5470
__export__.product_template_21436 | 21436 | Suspension Rod 12mm | TRM-0353
__export__.product_template_21443 | 21443 | Suspension Rod 16X140mm, Full Thread, Nut 6pcs, Washer 4pcs | TRM-0360
__export__.product_template_21465 | 21465 | Suspension Rod 18mm | TRM-0382
__export__.product_template_21582 | 21582 | Suspension Rod 20mm | TRM-0950
__export__.product_template_21482 | 21482 | Suspension Rod 22mm | TRM-0399
__export__.product_template_21494 | 21494 | Suspension Rod 25mm | TRM-0411
__export__.product_template_21958 | 21958 | Suspension Rod 25X300mm | TRM-805
__export__.product_template_23773 | 23773 | Switch 125V, AC-15A | Consumable-5473
__export__.product_template_24216 | 24216 | Switch assy ignition 57590-23334-71
__export__.product_template_23269 | 23269 | Switch (For Testing Unit Use) | Consumable-2952
__export__.product_template_17415 | 17415 | Synchronous Belt | SP Parts-0281
__export__.product_template_22246 | 22246 | Synthetic Enamel Paint | Consumable-2563
__export__.product_template_21862 | 21862 | Syringe | Consumable-2408
__export__.product_template_23551 | 23551 | System Board (For Toshiba 3008A Prnter use) | Consumable-2785
__export__.product_template_18569 | 18569 | Table Fan 18" | Consumable-1122
__export__.product_template_19015 | 19015 | Table Vice | Consumable-1568
__export__.product_template_23766 | 23766 | Tab-Napa Extend | Consumable-5468
__export__.product_template_21779 | 21779 | Taflon Washer | Consumable-2376
__export__.product_template_22914 | 22914 | Tag Plate | TRM-0047
__export__.product_template_22748 | 22748 | Tag Plate Set (10MVA) | TC-0050
__export__.product_template_19400 | 19400 | TailStock Spindle | Consumable-1953
__export__.product_template_23916 | 23916 | Tamarind wood (L-1', W-2", D-1") | Consumable-5581
__export__.product_template_21058 | 21058 | Tank (1000 KVA-3 Phase) | TSFG00125
__export__.product_template_21078 | 21078 | Tank (1000 KVA-3 Phase) Coated | TSFG00144
__export__.product_template_20044 | 20044 | Tank (100 KVA) | SSFG0000073
__export__.product_template_21048 | 21048 | Tank (100 KVA-3 Phase) | TSFG00115
__export__.product_template_21068 | 21068 | Tank (100 KVA-3 Phase) Coated | TSFG00135
__export__.product_template_20028 | 20028 | Tank (100 KVA) Coated | SSFG0000057
__export__.product_template_21066 | 21066 | Tank (10/14 MVA-3 Phase) | TSFG00133
__export__.product_template_21086 | 21086 | Tank (10/14 MVA-3 Phase) Coated | TSFG00151
__export__.product_template_20038 | 20038 | Tank (10 KVA) | SSFG0000067
__export__.product_template_20022 | 20022 | Tank (10 KVA) Coated | SSFG0000051
__export__.product_template_21059 | 21059 | Tank (1250 KVA-3 Phase) | TSFG00126
__export__.product_template_21079 | 21079 | Tank (1250 KVA-3 Phase) Coated | TSFG00145
__export__.product_template_21060 | 21060 | Tank (1500 KVA-3 Phase) | TSFG00127
__export__.product_template_21080 | 21080 | Tank (1500 KVA-3 Phase) Coated | TSFG00146
__export__.product_template_21049 | 21049 | Tank (150 KVA-3 Phase) | TSFG00116
__export__.product_template_21069 | 21069 | Tank (150 KVA-3 Phase) Coated | TSFG00136
__export__.product_template_20039 | 20039 | Tank (15 KVA) | SSFG0000068
__export__.product_template_20023 | 20023 | Tank (15 KVA) Coated | SSFG0000052
__export__.product_template_21061 | 21061 | Tank (2000 KVA-3 Phase) | TSFG00128
__export__.product_template_21081 | 21081 | Tank (2000 KVA-3 Phase) Coated | TSFG00147
__export__.product_template_21050 | 21050 | Tank (200 KVA-3 Phase) | TSFG00117
__export__.product_template_21070 | 21070 | Tank (200 KVA-3 Phase) Coated | TSFG00137
__export__.product_template_21062 | 21062 | Tank (2500 KVA-3 Phase) | TSFG00129
__export__.product_template_21082 | 21082 | Tank (2500 KVA-3 Phase) Coated | TSFG00148
__export__.product_template_21051 | 21051 | Tank (250 KVA-3 Phase) | TSFG00118
__export__.product_template_21071 | 21071 | Tank (250 KVA-3 Phase) Coated | TSFG00138
__export__.product_template_20040 | 20040 | Tank (25 KVA) | SSFG0000069
__export__.product_template_20024 | 20024 | Tank (25 KVA) Coated | SSFG0000053
__export__.product_template_21063 | 21063 | Tank (3000 KVA-3 Phase) | TSFG00130
__export__.product_template_21083 | 21083 | Tank (3000 KVA-3 Phase) Coated | TSFG00149
__export__.product_template_21052 | 21052 | Tank (315 KVA-3 Phase) | TSFG00119
__export__.product_template_21072 | 21072 | Tank (315 KVA-3 Phase) Coated | TSFG00139
__export__.product_template_21064 | 21064 | Tank (3500 KVA-3 Phase) | TSFG00131
__export__.product_template_21084 | 21084 | Tank (3500 KVA-3 Phase) Coated | TSFG00149
__export__.product_template_20041 | 20041 | Tank (37.5 KVA) | SSFG0000070
__export__.product_template_20025 | 20025 | Tank (37.5 KVA) Coated | SSFG0000054
__export__.product_template_22339 | 22339 | Tank (3Phase-250 KVA_W) | TSFG-T-250_W
__export__.product_template_22338 | 22338 | Tank (3Phase-250 KVA_W) Coated | TSFG-T-C-250_W
__export__.product_template_21053 | 21053 | Tank (400 KVA-3 Phase) | TSFG00120
__export__.product_template_21073 | 21073 | Tank (400 KVA-3 Phase) Coated | TSFG00140
__export__.product_template_21054 | 21054 | Tank (500 KVA-3 Phase) | TSFG00121
__export__.product_template_21074 | 21074 | Tank (500 KVA-3 Phase) Coated | TSFG00141
__export__.product_template_20042 | 20042 | Tank (50 KVA) | SSFG0000071
__export__.product_template_21047 | 21047 | Tank (50 KVA-3 Phase) | TSFG00114
__export__.product_template_21067 | 21067 | Tank (50 KVA-3 Phase) Coated | TSFG00134
__export__.product_template_20026 | 20026 | Tank (50 KVA) Coated | SSFG0000055
__export__.product_template_21065 | 21065 | Tank (5/6.25 MVA-3 Phase) | TSFG00132
__export__.product_template_21085 | 21085 | Tank (5/6.25 MVA-3 Phase) Coated | TSFG00150
__export__.product_template_20037 | 20037 | Tank (5 KVA) | SSFG0000066
__export__.product_template_20021 | 20021 | Tank (5 KVA) Coated | SSFG0000050
__export__.product_template_21055 | 21055 | Tank (630 KVA-3 Phase) | TSFG00122
__export__.product_template_21075 | 21075 | Tank (630 KVA-3 Phase) Coated | TSFG00141
__export__.product_template_21056 | 21056 | Tank (750 KVA-3 Phase) | TSFG00123
__export__.product_template_21076 | 21076 | Tank (750 KVA-3 Phase) Coated | TSFG00142
__export__.product_template_20043 | 20043 | Tank (75KVA) | SSFG0000072
__export__.product_template_20027 | 20027 | Tank (75KVA) Coated | SSFG0000056
__export__.product_template_21057 | 21057 | Tank (800 KVA-3 Phase) | TSFG00124
__export__.product_template_21077 | 21077 | Tank (800 KVA-3 Phase) Coated | TSFG00143
__export__.product_template_20052 | 20052 | Tank AMDT (100 KVA) | SSFG0000081
__export__.product_template_20036 | 20036 | Tank AMDT (100 KVA) Coated | SSFG0000065
__export__.product_template_20030 | 20030 | Tank AMDT (10 KVA) Coated | SSFG0000059
__export__.product_template_20031 | 20031 | Tank AMDT (15 KVA) Coated | SSFG0000060
__export__.product_template_20048 | 20048 | Tank AMDT (25 KVA) | SSFG0000077
__export__.product_template_20032 | 20032 | Tank AMDT (25 KVA) Coated | SSFG0000061
__export__.product_template_20049 | 20049 | Tank AMDT (37.5 KVA) | SSFG0000078
__export__.product_template_20033 | 20033 | Tank AMDT (37.5 KVA) Coated | SSFG0000062
__export__.product_template_20050 | 20050 | Tank AMDT (50 KVA) | SSFG0000079
__export__.product_template_20034 | 20034 | Tank AMDT (50 KVA) Coated | SSFG0000063
__export__.product_template_20045 | 20045 | Tank AMDT (5 KVA) | SSFG0000074
__export__.product_template_20029 | 20029 | Tank AMDT (5 KVA) Coated | SSFG0000058
__export__.product_template_20051 | 20051 | Tank AMDT (75 KVA) | SSFG0000080
__export__.product_template_20035 | 20035 | Tank AMDT (75 KVA) Coated | SSFG0000064
__export__.product_template_22587 | 22587 | Tank & Conservator Mounting Gasket Cutting Punching Combine Dice (Single Operation) | Consumable-0010
__export__.product_template_24095 | 24095 | Tank manufacturing 250KVA
__export__.product_template_20809 | 20809 | Tank with Accessories-100 KVA | TRM-0426
__export__.product_template_20812 | 20812 | Tank with Accessories-10 MVA | TRM-0430
__export__.product_template_20810 | 20810 | Tank with Accessories-200 KVA | TRM-0427
__export__.product_template_20811 | 20811 | Tank with Accessories-3500 KVA | TRM-0429
__export__.product_template_18016 | 18016 | Tap 1" | Consumable-0569
__export__.product_template_18017 | 18017 | Tap 1/2" | Consumable-0570
__export__.product_template_18018 | 18018 | Tap 1/4" | Consumable-0571
__export__.product_template_18020 | 18020 | Tap 3/4" | Consumable-0573
__export__.product_template_18763 | 18763 | Tap 3mm | Consumable-1316
__export__.product_template_18019 | 18019 | Tap 5/8" | Consumable-0572
__export__.product_template_22473 | 22473 | Tap Changer 120A, 11/.415KV, 5 Position, Linear (OFF Load) | TRM-0924 (Godown Block-A)
__export__.product_template_23407 | 23407 | Tap Changer 120A, 11/.415KV, 7 Position, Linear (OFF Load) CAPT Model-0905 | TRM-0762 (Godown Block-A)
__export__.product_template_20814 | 20814 | Tap Changer-200A | TRM-0432 (Godown Block-A)
__export__.product_template_20813 | 20813 | Tap Changer-35A | TRM-0431 (Godown Block-A)
__export__.product_template_22509 | 22509 | Tap Changer, Off Load, 200A, 33KV, 5 Position | TRM-0885 (Godown Block-A)
__export__.product_template_21426 | 21426 | Tap Changer, Off Load 30A, 11KV, 5 Position | TRM-0342 (Godown Block-A) + Rack-4
__export__.product_template_21461 | 21461 | Tap Changer, Off Load, 60A, 11KV, 5 Position | TRM-0378 (Godown Block-A)
__export__.product_template_11705 | 11705 | Tap Changer, OFF Load, 60A, 11KV, 5position | TRM-0012 (Godown Block-A)
__export__.product_template_21652 | 21652 | Tap Changer, ON Load, 100A, 11KV, 9 position | TRM-0776 (Godown Block-A)
__export__.product_template_21650 | 21650 | Tap Changer, ON Load, 200A, 36KV, 17 position | TRM-0774 (Godown Block-A)
__export__.product_template_21651 | 21651 | Tap Changer, ON Load, 200A, 36KV, 9 position | TRM-0775 (Godown Block-A)
__export__.product_template_21745 | 21745 | Tap Changer Tag Plate | TRM-0796 (Godown Block-A)
__export__.product_template_23667 | 23667 | TAPCON® 230 Pro (AVR) | TRM-1009
__export__.product_template_17564 | 17564 | Tape Cutter 1" | Consumable-0117
__export__.product_template_22989 | 22989 | Taplone Wheel (D-3"xW-2.5") | Consumable-2809
__export__.product_template_22987 | 22987 | Taplone Wheel (D-3"xW-3") | Consumable-2807
__export__.product_template_22988 | 22988 | Taplone Wheel (D-7"xW-2") | Consumable-2808
__export__.product_template_22986 | 22986 | Taplone Wheel (D-8"xW-2") | Consumable-2806
__export__.product_template_21620 | 21620 | Taplon Washer | Consumable-2299
__export__.product_template_36522 | 36522 | Tap position indicator (EE-601)
__export__.product_template_18014 | 18014 | Tap Set 10mm | Consumable-0567
__export__.product_template_18015 | 18015 | Tap Set 12mm | Consumable-0568
__export__.product_template_19377 | 19377 | Tap Set 16mm | Consumable-1930
__export__.product_template_19126 | 19126 | Tap Set 4mm | Consumable-1679
__export__.product_template_18562 | 18562 | Tap Set 5mm | Consumable-1115
__export__.product_template_18318 | 18318 | Tap Set 6mm | Consumable-0871
__export__.product_template_18739 | 18739 | Tap Set 8mm | Consumable-1292
__export__.product_template_17422 | 17422 | Tarkata 2" | Packaging-0004
__export__.product_template_23068 | 23068 | Tarkata 2.5" | consumable-2837
__export__.product_template_23069 | 23069 | Tarkata 3" | Consumable-2838
__export__.product_template_12067 | 12067 | TB Stopper | Sub-Station-0029
__export__.product_template_23758 | 23758 | Tea cup | Consumable-5460
__export__.product_template_21945 | 21945 | Tea cup set | Consumable-2443
__export__.product_template_23381 | 23381 | Tear Fresh Liguigel Drpo | Consumable-2663
__export__.product_template_23893 | 23893 | Technical Consultancy Fee (Foreign) | TCF.F-0001
__export__.product_template_23578 | 23578 | Technical Fees (For Design Power Transformer) | TF-2801
__export__.product_template_22197 | 22197 | Teeth Stick | Consumable-2557
__export__.product_template_19270 | 19270 | Teeth V belt B-1960 | Consumable-1823
__export__.product_template_18828 | 18828 | Teflon Sheet (1mm) | Consumable-1381
__export__.product_template_22747 | 22747 | Teflon Sheet (Thickness 3mm) | TC-0034
__export__.product_template_23647 | 23647 | Tele Crane Remote Control (Model: F24-12D, CH-47) | Consumable-5376
__export__.product_template_17630 | 17630 | Telephone Ringer | Consumable-0183
__export__.product_template_17496 | 17496 | Telephone Set | Consumable-0049
__export__.product_template_24180 | 24180 | Teminal assy 80982-76014/49-71
__export__.product_template_36585 | 36585 | Temp: Controller (TL7-S12)
__export__.product_template_17723 | 17723 | Temperature Controller 220v | Consumable-0276
__export__.product_template_22933 | 22933 | Temperature Controller (Brand: RKC REX-C900,Model-REX-C900FK02-M*EN, Range 0-400degree CK, Suupp: 220v,AC 50Hz/60H2) | Consumable-2790
__export__.product_template_23367 | 23367 | Temperature Controller (Ewelly (Ew-181H) 10A/220V/AC) with sensor | Consumable-2671
__export__.product_template_36613 | 36613 | Temperature Controller (Product Code DH127C-DWPT-L-A Input Pt100 199.9~650 °C AC power 100~240 V)
__export__.product_template_36570 | 36570 | Temperature Controller (TC-303CX)
__export__.product_template_17390 | 17390 | Temperature Control Table | SP Parts-0256
__export__.product_template_17748 | 17748 | Temperature Gauge Range 0-100degree C | Consumable-0301
__export__.product_template_17361 | 17361 | Temperature Meter | TRM-0013 (GODOWN RACK-9)
__export__.product_template_18326 | 18326 | Temperature Meter | Consumable-0879
__export__.product_template_11706 | 11706 | Temperature Meter 250kva | TRM-0426 (GODOWN RACK-9)
__export__.product_template_17391 | 17391 | Temperature Sensor | SP Parts-0257
__export__.product_template_17394 | 17394 | Temperature Sensor PT-100 | SP Parts-0260
__export__.product_template_19310 | 19310 | Tension Clamp 12"/Turn Buckle Bolt 12" | Consumable-1863
__export__.product_template_18173 | 18173 | Tension Clamp 4"/Turn Buckle Bolt 4" | Consumable-0726
__export__.product_template_18172 | 18172 | Tension Clamp 6"/Turn Buckle Bolt 6" | Consumable-0725
__export__.product_template_18171 | 18171 | Tension Clamp 8"/Turn Buckle Bolt 8" | Consumable-0724
__export__.product_template_18636 | 18636 | Tensioner | Consumable-1189
__export__.product_template_18899 | 18899 | Tensioner for Winding M/C | Consumable-1452
__export__.product_template_18593 | 18593 | Tensioner PET | Consumable-1146
__export__.product_template_17258 | 17258 | Tension Handle | SP Parts-0124
__export__.product_template_12066 | 12066 | Terminal Block | Sub-Station-0028
__export__.product_template_23958 | 23958 | Terminal block numbering | Sub-Station-5611
__export__.product_template_11906 | 11906 | Terminal Block (TB) /Cable Connector 4rm (Phonix original) | TRM-0213
__export__.product_template_22610 | 22610 | Terminal Block (TB) /Cable Connector Lock | Sub-Station-0437
__export__.product_template_18939 | 18939 | Terpal | Consumable-1492
__export__.product_template_24039 | 24039 | Terpal (50'X80')
__export__.product_template_23905 | 23905 | Terpal Ring | Consumable-5573
__export__.product_template_18688 | 18688 | Test Benches Power Meter 990IN | Consumable-1241
__export__.product_template_17780 | 17780 | Tester | Consumable-0333
__export__.product_template_23605 | 23605 | Tester (Continental) | Consumable-2814
__export__.product_template_23638 | 23638 | Testing Fees (BUET) | TF-5371
__export__.product_template_23572 | 23572 | Testing Fees (DUET) | TF-DUET
__export__.product_template_22606 | 22606 | Thermal Over Load Relay | Sub-Station-0434
__export__.product_template_21700 | 21700 | Thermer Overload Realy | Consumable-2326
__export__.product_template_22876 | 22876 | Thermic Fluid Oil (Grade HP Hytrerm 600 Flash Point 220 min) | Consumable-2757
__export__.product_template_20897 | 20897 | Thermistor with Heater-220V | Sub-Station-0166
__export__.product_template_22369 | 22369 | Thermo Cable | Consumable-2578
__export__.product_template_17363 | 17363 | Thermocouple | SP Parts-0229
__export__.product_template_17625 | 17625 | Thermocouple 4" | Consumable-0178
__export__.product_template_18244 | 18244 | Thermo Couple 4' | Consumable-0797
__export__.product_template_19032 | 19032 | Thermo Couple 4" | Consumable-1585
__export__.product_template_17624 | 17624 | Thermocouple 6" | Consumable-0177
__export__.product_template_22427 | 22427 | Thermo Couple 8mmX18" | Consumable-2618
__export__.product_template_36589 | 36589 | Thermocouple K-Type
__export__.product_template_36591 | 36591 | Thermocouple PT 100
__export__.product_template_17850 | 17850 | Thermo Meter 0-300degree | Consumable-0403
__export__.product_template_21644 | 21644 | Thermometer (GOR-1 M-A) Buchholz Relay | pak-0770
__export__.product_template_23291 | 23291 | Thermometer (Mercury) | Consumable-2970
__export__.product_template_21749 | 21749 | Thermo Sensor 10mmX18" | Consumable-2360
__export__.product_template_18841 | 18841 | Thermo Sensor 1.5' | Consumable-1394
__export__.product_template_18733 | 18733 | Thermo Sensor 2' | Consumable-1286
__export__.product_template_18732 | 18732 | Thermo Sensor 3' | Consumable-1285
__export__.product_template_18303 | 18303 | Thermo Sensor 4' | Consumable-0856
__export__.product_template_21750 | 21750 | Thermo Sensor 8mmX18" | Consumable-2361
__export__.product_template_23413 | 23413 | Thermo Sensor (as per sample) | Consumable-2686
__export__.product_template_11872 | 11872 | Thermostat | TRM-0179
__export__.product_template_22655 | 22655 | Thermo State | Consumable-2669
__export__.product_template_12056 | 12056 | Thermostate (0-70⁰C) | Sub-Station-0018
__export__.product_template_11908 | 11908 | Thermostate (30-110°C) | TRM-0215
__export__.product_template_17632 | 17632 | Thickness Guage 0.01 | Consumable-0185
__export__.product_template_18317 | 18317 | Thinner Menthol | Consumable-0870
__export__.product_template_23503 | 23503 | Thinner NC | Consumable-2751
__export__.product_template_17487 | 17487 | Thinner T-6 | Consumable-0040
__export__.product_template_17505 | 17505 | Thinner T-7 | Consumable-0058
__export__.product_template_11915 | 11915 | Thinner T-7 | TRM-0222
__export__.product_template_18023 | 18023 | Thread Die 10mm | Consumable-0576
__export__.product_template_18024 | 18024 | Thread Die 12mm | Consumable-0577
__export__.product_template_23161 | 23161 | Thread Die 14mm | Consumable-2877
__export__.product_template_23160 | 23160 | Thread Die 6mm | Consumable-2876
__export__.product_template_18022 | 18022 | Thread Die 8mm | Consumable-0575
__export__.product_template_17333 | 17333 | Threaded Rod: M10 X L=600mm | SP Parts-0199
__export__.product_template_17335 | 17335 | Threaded Rod: M12 X L=600mm | SP Parts-0201
__export__.product_template_17331 | 17331 | Threaded Rod: M8 X L=600mm | SP Parts-0197
__export__.product_template_23948 | 23948 | Thread Handle 12" | Consumable-5608
__export__.product_template_23949 | 23949 | Thread Handle 18" | Consumable-5607
__export__.product_template_17597 | 17597 | Thread Tape 3/4 | Consumable-0150
__export__.product_template_19474 | 19474 | Three Phase 1000 KVA Transformers | 3 Phase - 1000 KVA
__export__.product_template_22718 | 22718 | Three Phase 1000 KVA Transformers (OLTC) | 3 Phase - 1000 KVA
__export__.product_template_19491 | 19491 | Three Phase 100 KVA - R& D | 3 Phase 100 KVA- R& D
__export__.product_template_19464 | 19464 | Three Phase 100 KVA Transformers | 3 Phase - 100 KVA
__export__.product_template_23249 | 23249 | Three Phase 100 KVA Transformers (33/0.415 KV) | 3 Phase - 100 KVA
__export__.product_template_19475 | 19475 | Three Phase 1250 KVA Transformers | 3 Phase - 1250 KVA
__export__.product_template_22716 | 22716 | Three Phase 1250 KVA Transformers (OLTC) | 3 Phase - 1250 KVA
__export__.product_template_19476 | 19476 | Three Phase 1500 KVA Transformers | 3 Phase - 1500 KVA
__export__.product_template_19465 | 19465 | Three Phase 150 KVA Transformers | 3 Phase - 150 KVA
__export__.product_template_19477 | 19477 | Three Phase 2000 KVA Transformers | 3 Phase - 2000 KVA
__export__.product_template_22719 | 22719 | Three Phase 2000 KVA Transformers (OLTC) | 3 Phase - 2000 KVA
__export__.product_template_19492 | 19492 | Three Phase 200 KVA - R& D | 3 Phase 200 KVA- R& D
__export__.product_template_19466 | 19466 | Three Phase 200 KVA Transformers | 3 Phase - 200 KVA
__export__.product_template_22714 | 22714 | Three Phase 200 KVA Transformers (33/0.415KV) | 3 Phase - 200 KVA
__export__.product_template_19478 | 19478 | Three Phase 2500 KVA Transformers | 3 Phase - 2500 KVA
__export__.product_template_19493 | 19493 | Three Phase 250 KVA - R& D | 3 Phase 250 KVA- R& D
__export__.product_template_19467 | 19467 | Three Phase 250 KVA Transformers | 3 Phase - 250 KVA
__export__.product_template_22439 | 22439 | Three Phase 250 KVA_W Transformers | 3 Phase - 250 KVA_W
__export__.product_template_19468 | 19468 | Three Phase 315 KVA Transformers | 3 Phase - 315 KVA
__export__.product_template_19480 | 19480 | Three Phase 315 KVA Transformers | 3 Phase - 315 KVA
__export__.product_template_23235 | 23235 | Three Phase 315 KVA Transformers (R & D) | 3 Phase - 315 KVA
__export__.product_template_19479 | 19479 | Three Phase 3500 KVA Transformers | 3 Phase - 3500 KVA
__export__.product_template_19469 | 19469 | Three Phase 400 KVA Transformers | 3 Phase - 400 KVA
__export__.product_template_19470 | 19470 | Three Phase 500 KVA Transformers | 3 Phase - 500 KVA
__export__.product_template_19490 | 19490 | Three Phase 50 KVA - R& D | 3 Phase 50 KVA- R& D
__export__.product_template_19463 | 19463 | Three Phase 50 KVA Transformers | 3 Phase - 50 KVA
__export__.product_template_19471 | 19471 | Three Phase 630 KVA Transformers | 3 Phase - 630 KVA
__export__.product_template_22676 | 22676 | Three Phase 630 KVA Transformers (Out Source) | Sub-Station Finish Good-0002
__export__.product_template_19472 | 19472 | Three Phase 750 KVA Transformers | 3 Phase - 750 KVA
__export__.product_template_19473 | 19473 | Three Phase 800 KVA Transformers | 3 Phase - 800 KVA
__export__.product_template_18155 | 18155 | Three Pin Multiplug | Consumable-0708
__export__.product_template_22898 | 22898 | Three Pin Plug | Consumable-2767
__export__.product_template_23739 | 23739 | Three Pin Plug 5Amp | Consumable-5444
__export__.product_template_17160 | 17160 | Thrust Bearing 010 | SP Parts-0026
__export__.product_template_17162 | 17162 | Thrust Bearing 51108 | SP Parts-0028
__export__.product_template_17161 | 17161 | Thrust Bearing 6215/51215 | SP Parts-0027
__export__.product_template_19183 | 19183 | Tie Mount | Consumable-1736
__export__.product_template_11855 | 11855 | Tie Rod (1200mm X Dia: 25mm) (Both end Thread 400mm, 1 Bolt + 2 Plain Washer) | TRM-0162
__export__.product_template_11781 | 11781 | Tie Rod (1290mm X Dia: 25mm) (Both end Thread 400mm, 1 Bolt + 4 Plain Washer + 6 Nut) | TRM-0088
__export__.product_template_11822 | 11822 | Tie Rod 12mm | TRM-0129
__export__.product_template_11975 | 11975 | Tie Rod (1480mm X Dia: 25mm) (Both end Thread, 6 Bolt + 8 Plain Washer) | TRM-0282
__export__.product_template_11821 | 11821 | Tie Rod 16mm | TRM-0128
__export__.product_template_20817 | 20817 | Tie Rod-16X480mm (Nut 4pcs, Whaser 2pcs) | TRM-0436
__export__.product_template_12026 | 12026 | Tie Rod (1730mm X Dia: 25mm) (Both end Thread 420mm) | TRM-0333
__export__.product_template_20818 | 20818 | Tie Rod-1730X25mm | TRM-0437
__export__.product_template_20819 | 20819 | Tie Rod-1730X30mm | TRM-0438
__export__.product_template_11977 | 11977 | Tie Rod (1790mm X Dia: 25mm) (Both end Thread, 6 Bolt + 8 Plain Washer) | TRM-0284
__export__.product_template_11973 | 11973 | Tie Rod (1790mm X Dia: 30mm) (Both end Thread, 6 Bolt + 8 Plain Washer) | TRM-0280
__export__.product_template_21568 | 21568 | Tie Rod 18mm | TRM-0129
__export__.product_template_21581 | 21581 | Tie Rod 20mm | TRM-0599
__export__.product_template_21588 | 21588 | Tie Rod 22mm | TRM-0602
__export__.product_template_21596 | 21596 | Tie Rod 25mm | TRM-0605
__export__.product_template_21957 | 21957 | Tie Rod 25X1000mm | TRM-804
__export__.product_template_21956 | 21956 | Tie Rod 25X1400mm | TRM-803
__export__.product_template_21497 | 21497 | Tie Rod(25x1740)mm | TRM-0414
__export__.product_template_21498 | 21498 | Tie Rod(30x1760)mm | TRM-0415
__export__.product_template_11976 | 11976 | Tie Rod (400mm X Dia: 25mm) (Both end Thread, 6 Bolt + 8 Plain Washer) | TRM-0283
__export__.product_template_24017 | 24017 | TIE-ROD (43751-23440-71-OEM)
__export__.product_template_23994 | 23994 | TIE-ROD 43751-30511-71
__export__.product_template_24024 | 24024 | TIE-ROD (43752-23442-71-OEM)
__export__.product_template_23999 | 23999 | TIE-ROD 43752-30511-71
__export__.product_template_11974 | 11974 | Tie Rod (560mm X Dia: 25mm) (Both end Thread, 6 Bolt + 8 Plain Washer) | TRM-0281
__export__.product_template_11978 | 11978 | Tie Rod (600mm X Dia: 20mm) (Both end Thread, 6 Bolt + 8 Plain Washer) | TRM-0285
__export__.product_template_11782 | 11782 | Tie Rod (720mm X Dia: 20mm) (Both end Thread 130mm, 1 Bolt + 4 Plain Washer + 6 Nut) | TRM-0089
__export__.product_template_18061 | 18061 | Tie Rod Lower | Consumable-0614
__export__.product_template_24120 | 24120 | Tie rod making Length 480mm, Both side thread 100mm(±20%)
__export__.product_template_23205 | 23205 | Tie Rod Upper | Consumable-2909
__export__.product_template_22106 | 22106 | Tie Stamp (Small) | Sub-Station-0328
__export__.product_template_17941 | 17941 | Tie Stick 18" | Consumable-0494
__export__.product_template_17849 | 17849 | Tig Holder | Consumable-0402
__export__.product_template_22940 | 22940 | Tig Welding Holder (with Nozzle,cable full set 1.6x150mm) | Consumable-2792
__export__.product_template_18629 | 18629 | TIG Welding Machine | Consumable-1182
__export__.product_template_18778 | 18778 | Tig Welding Nozzle Set | Consumable-1331
__export__.product_template_19163 | 19163 | Tig Welding Rod | Consumable-1716
__export__.product_template_23131 | 23131 | Tiles Putting Black | Consumable-2860
__export__.product_template_18263 | 18263 | Timer 0-60s | Consumable-0816
__export__.product_template_22363 | 22363 | Timer 11 PIN | Sub-Station-0407
__export__.product_template_18151 | 18151 | Timer as per sample | Consumable-0704
__export__.product_template_21921 | 21921 | Timer, Model: TA2 DS2 1-30 Sec | Consumable-2438
__export__.product_template_23393 | 23393 | Timer Relay (Autonics) Model: ATE 60S | Consumable-2676
__export__.product_template_36551 | 36551 | Timing Belt (25A/T109700S19/10) L-9700mm,W-25mm,Teeth distance-10mm
__export__.product_template_17506 | 17506 | Toilet Tissue/Tissue Paper Normal | Consumable-0059
__export__.product_template_23228 | 23228 | Toner (Toshiba 3008C) For Toshiba studio 30008A | Consumable-2929
__export__.product_template_23278 | 23278 | Tooth Brush | Consumable-2961
__export__.product_template_24286 | 24286 | Tooth Pick
__export__.product_template_25500 | 25500 | Tooth Pick | Consumable-5726
__export__.product_template_11864 | 11864 | Top And Bottom Sampling Valve | TRM-0171
__export__.product_template_18471 | 18471 | Top Cover Die 75kva | Consumable-1024
__export__.product_template_19045 | 19045 | Top Cover Forming Dice 10kva Transformer | Consumable-1598
__export__.product_template_19044 | 19044 | Top Cover Forming Dice 15kva Transformer | Consumable-1597
__export__.product_template_18423 | 18423 | Top Cover Forming Dice 25kva Transformer | Consumable-0976
__export__.product_template_22585 | 22585 | Top Cover Joint Cutting Dice | SP Parts-0354
__export__.product_template_19352 | 19352 | Top Cover Rubber Gasket | Consumable-1905
__export__.product_template_23480 | 23480 | Top Die-Punch 10kva ((Tank ID-355mm & Sheet Thick-1.8mm) | Consumable-2736
__export__.product_template_17925 | 17925 | Top Handle 12mm | Consumable-0478
__export__.product_template_18217 | 18217 | Top Handle 8mm | Consumable-0770
__export__.product_template_11866 | 11866 | Top-Oil Filter Valve | TRM-0173
__export__.product_template_18408 | 18408 | Top Set 3/16" | Consumable-0961
__export__.product_template_22846 | 22846 | Torax 30mg (inj:) | Consumable-2742
__export__.product_template_24133 | 24133 | Torch Light
__export__.product_template_17599 | 17599 | Torch Light | Consumable-0152
__export__.product_template_17604 | 17604 | Tork Switch | Consumable-0157
__export__.product_template_23220 | 23220 | Towel Bur | Consumable-2922
__export__.product_template_21903 | 21903 | Tower Bolt 6" | Consumable-2432
__export__.product_template_20816 | 20816 | TPI Nut-16mm | TRM-0435
__export__.product_template_18283 | 18283 | TPI Nut with Washer 5/8" | Consumable-0836 (GODOWN RACK-5)
__export__.product_template_22385 | 22385 | Transformer 220V-110V | Consumable-2594
__export__.product_template_23820 | 23820 | Transformer 500VA, 415/110V | Sub Station-5514
__export__.product_template_23166 | 23166 | Transformer (500va in 380v out 36v) | Consumable-2879
__export__.product_template_36614 | 36614 | Transformer (CHNT, Model;NDK-400, 380V)
__export__.product_template_17965 | 17965 | Transformer Coil 220v -60v | Consumable-0518
__export__.product_template_21608 | 21608 | Transformer Conservator Wooden Box 10MVA | Packing-0029
__export__.product_template_22445 | 22445 | Transformer input 220V, Output 12V, DC, 5Amp | Consumable-2627
__export__.product_template_22446 | 22446 | Transformer input 220V, Output 24V, DC, 5Amp | Consumable-2628
__export__.product_template_17211 | 17211 | Transformer Loss Parmeters Tester | SP Parts-0077
__export__.product_template_12289 | 12289 | Transformer Oil | SRM-0004
__export__.product_template_11729 | 11729 | Transformer Oil (Hyrax) | TRM-0036
__export__.product_template_17447 | 17447 | Transformer Packing Box (CPRI) | Packaging-0029
__export__.product_template_17446 | 17446 | Transformer Packing Box (Wooden) 10mva | Packaging-0028
__export__.product_template_11744 | 11744 | Transformer Packing Box (Wooden) 200 kva (3Phase) | TRM-0051
__export__.product_template_11735 | 11735 | Transformer Packing Box (Wooden) 250 kva (3Phase) | TRM-0042
__export__.product_template_17425 | 17425 | Transformer Packing Box (Wooden) 25kva | Packaging-0007
__export__.product_template_17426 | 17426 | Transformer Packing Box (Wooden) 37.5kva | Packaging-0008
__export__.product_template_11736 | 11736 | Transformer Packing Box (Wooden) 50kva (3Phase) | TRM-0043
__export__.product_template_17424 | 17424 | Transformer Packing Box (Wooden) 5-15kva | Packaging-0006
__export__.product_template_24151 | 24151 | Transformer Packing Box (Wooden) 5-15kva
__export__.product_template_11737 | 11737 | Transformer Packing Wooden box 100kva (3Phase) | Packing-0044
__export__.product_template_22179 | 22179 | Transformer Power Tester | Consumable-2548
__export__.product_template_21648 | 21648 | Transformer Radiator (10MVA) | TRM-0773
__export__.product_template_21660 | 21660 | Transformer Radiator Box 10MVA | Packing-0030
__export__.product_template_18131 | 18131 | Transformer Sale Book | Consumable-0684
__export__.product_template_17304 | 17304 | Transformer SG300VA (VA50/60H2) | SP Parts-0170
__export__.product_template_23772 | 23772 | Transformer Tank Assembly 10/14MVA (OLTC) | TSFG-TANK-10MVA
__export__.product_template_23777 | 23777 | Transformer Tank Assembly 10/14MVA (OLTC) Coated | TSFG-TANK-10MVA-PC
__export__.product_template_23843 | 23843 | Transformer Tank Assembly 10/14MVA with Radiator (Old) Coated | TSFG-TANK-10MVA
__export__.product_template_21992 | 21992 | Transformer Tank Assembly with Conservator 10/14MVA | TRM-817
__export__.product_template_23866 | 23866 | Transformer type test fee 100KVA (3Phase 33/0.415KV) | TFT-5545
__export__.product_template_17444 | 17444 | Transformer Wooden Box 75/100kva | Packing-0026
__export__.product_template_21747 | 21747 | Transnformer 440/36V AC Dry Type | Consumable-2357
__export__.product_template_22616 | 22616 | Transparent Glass Sheet 4mm (1000x630mm) | Sub-Station-0443
__export__.product_template_18894 | 18894 | Transparent Profile Sheet (11'X33") | Consumable-1447
__export__.product_template_36528 | 36528 | Transparent Profile Sheet (15'-0"x3'-0"xTh3mm)
__export__.product_template_18893 | 18893 | Transparent Profile Sheet (19'-6"'X3') | Consumable-1446
__export__.product_template_18779 | 18779 | Transparent Sheet 10mm | TRM-1332
__export__.product_template_22156 | 22156 | Transparent Sheet 2mm | Sub-Station-0340
__export__.product_template_23807 | 23807 | Transparent Sheet 4mm (4'X6') | Sub-Station-5501
__export__.product_template_22172 | 22172 | Transparent Sheet 6mm | TRM-0828
__export__.product_template_23329 | 23329 | Transportation & Carry (Charge) | Consumable-2982
__export__.product_template_23383 | 23383 | TR Care Drop | Consumable-2664
__export__.product_template_18115 | 18115 | Triangular File 12" | Consumable-0668
__export__.product_template_17920 | 17920 | Triangular File 6" | Consumable-0473
__export__.product_template_17919 | 17919 | Triangular File 8" | Consumable-0472
__export__.product_template_23837 | 23837 | Triple (60'X30') | Consumable-5529
__export__.product_template_23850 | 23850 | [TRM-0409 (GODOWN BLOCK-F)] Press Board-1.5mm (7)
__export__.product_template_24290 | 24290 | [TRM-5543] HV Copper Strip (Triple Bunch) 12.80x1.70 (PC 0.3+0.3):13.40x6.3876
__export__.product_template_23927 | 23927 | Trolley Wheel (170X50)mm | Consumable-5590
__export__.product_template_23929 | 23929 | Trolley Wheel (80X100)mm | Consumable-5592
__export__.product_template_23928 | 23928 | Trolley Wheel (80X70)mm | Consumable-5591
__export__.product_template_17872 | 17872 | Troly Wheel CI | Consumable-0425
__export__.product_template_23906 | 23906 | Truck Fare | SW-19
__export__.product_template_24116 | 24116 | Truck for 10MVA Transformer (Accessories) to BREB Central Warehouse, Chattogram.
__export__.product_template_24128 | 24128 | Truck for 10MVA Transformer (Accessories) to BREB Central Warehouse, Dhaka.
__export__.product_template_24140 | 24140 | Truck for 10MVA Transformer (Accessories) to BREB Central Warehouse, Khulna.
__export__.product_template_24132 | 24132 | Truck for 11/0.4 KV, 250KVA Distribution Transformer, (BPDB Fauzderhat Store, Chittagong)
__export__.product_template_24158 | 24158 | Truck for 1-Ph Transformer to BREB Central Warehouse, Chattogram.
__export__.product_template_24146 | 24146 | Truck for 1-Ph Transformer to BREB Central Warehouse, Dhaka.
__export__.product_template_24152 | 24152 | Truck for 1-Ph Transformer to BREB Central Warehouse, Khulna.
__export__.product_template_24110 | 24110 | Truck (Low-Bed) for 10MVA Transformer (Main Unit) to BREB Central Warehouse, Chattogram.
__export__.product_template_24122 | 24122 | Truck (Low-Bed) for 10MVA Transformer (Main Unit) to BREB Central Warehouse, Dhaka.
__export__.product_template_24134 | 24134 | Truck (Low-Bed) for 10MVA Transformer (Main Unit) to BREB Central Warehouse, Khulna.
__export__.product_template_36622 | 36622 | [TSFG-HT-SEW-250_W] HT Super Enamel Wire (3Phase-250 KVA_W) | false
__export__.product_template_36621 | 36621 | TSFG-LT-SEW-250-250_W | false
__export__.product_template_23130 | 23130 | TT Vax (Injection) | Consumable-2859
__export__.product_template_24052 | 24052 | Tube (4.5-12)
__export__.product_template_17750 | 17750 | Tube Light 2' | Consumable-0303
__export__.product_template_22827 | 22827 | Tube Light 4' | Consumable-2724
__export__.product_template_18545 | 18545 | Tube Light Shade 4' | Consumable-1098
__export__.product_template_23263 | 23263 | Tube Light Shade Sling Type 2'-2' | Consumable-2948
__export__.product_template_23427 | 23427 | Turbo Ventilator frame with fan (Dia-24") and fittings | Consumable-2701
__export__.product_template_19102 | 19102 | Twin Timer (0-3 Minute) 8 Pin | Consumable-1655
__export__.product_template_18152 | 18152 | Twin Timer AC 0-220v 0-30m | Consumable-0705
__export__.product_template_17778 | 17778 | Twin Timer With Base 0-120S | Consumable-0331
__export__.product_template_18154 | 18154 | Two Pin Multi Combind | Consumable-0707
__export__.product_template_17666 | 17666 | Two Pin Plug | Consumable-0219
__export__.product_template_22255 | 22255 | Type E PF Bearing Belt Drive Pulley | SP Part-0306
__export__.product_template_24045 | 24045 | Tyre (4.5-12)
__export__.product_template_22664 | 22664 | Tyre Cuplink 3" | Conumsable-2673
__export__.product_template_22663 | 22663 | Tyre Cuplink 5" | Consumable-2672
__export__.product_template_22707 | 22707 | U Clamp (Market Stadard for 5 ton Chain Pulley) | TC-0026
__export__.product_template_36640 | 36640 | Ultrasonic Sensor
__export__.product_template_21932 | 21932 | U Lug | Sub-Station-0282
__export__.product_template_21835 | 21835 | U Lug 1.5rm | Sub-Station-253
__export__.product_template_21836 | 21836 | U Lug 2.5rm | Sub-Station-254
__export__.product_template_24071 | 24071 | Umbrella
__export__.product_template_19416 | 19416 | Umbrella | Consumable-1969
__export__.product_template_21797 | 21797 | Under Voltage (for 2500A ACB) | Sub-Station-218
__export__.product_template_22861 | 22861 | Under Voltage for 500A MCCB | Sub-Station-0483
__export__.product_template_21843 | 21843 | Uniform for Security | Consumable-2390
__export__.product_template_24139 | 24139 | Uniform for Security
__export__.product_template_23056 | 23056 | Universal Relay 8pin with Base, (Schneider, RUMC22P7) | Sub-Station-0546
__export__.product_template_17371 | 17371 | Upper Roller - UCM425 (Including Bearings) | SP Parts-0237
__export__.product_template_23516 | 23516 | UPS (1200VA) | Consumable-2772
__export__.product_template_19399 | 19399 | UPS 650VA | Consumable-1952
__export__.product_template_23090 | 23090 | UPS Battery (12v, 7.5VA) | Consumable-2849
__export__.product_template_23370 | 23370 | UPS Battery (For 650VA) | Consumable-2661
__export__.product_template_22830 | 22830 | Urea Fertilizer | Consumable-2727
__export__.product_template_23449 | 23449 | USB Port | Consumable-2725
__export__.product_template_23841 | 23841 | UTP Cable (Cat-6) | Consumable-5532
__export__.product_template_22890 | 22890 | Vaccum Filter | Consumable-2763
__export__.product_template_22990 | 22990 | Vaccum Guess Meter (Analog) | Consumable-2810
__export__.product_template_23511 | 23511 | Vacuum Butterfly Valve | SP Parts-409
__export__.product_template_19132 | 19132 | Vacuum Cleaner | Consumable-1685
__export__.product_template_23440 | 23440 | Vacuum Gauge | SP-Parts-319
__export__.product_template_17389 | 17389 | Vacuum Gauge Meter | SP Parts-0255
__export__.product_template_18030 | 18030 | Vacuum Gauge meter 0-760CMHE | Consumable-0583
__export__.product_template_17386 | 17386 | Vacuum Gauge Sensor | SP Parts-0252
__export__.product_template_23469 | 23469 | Vacuum Meter | Consumable-2727
__export__.product_template_22784 | 22784 | Vacuum Meter (0-16) | Consumable-2704
__export__.product_template_36686 | 36686 | Vacuum Oil Filter-LF682
__export__.product_template_23470 | 23470 | Vacuum Pipe 3/4" | Consumable-2728
__export__.product_template_18349 | 18349 | Vacuum Pressure Gauge | Consumable-0902
__export__.product_template_24143 | 24143 | Vacuum pump Float Valve Kit
__export__.product_template_17448 | 17448 | Vacuum Pump Oil | Consumable-0001
__export__.product_template_17387 | 17387 | Vacuum Transmitter | SP Parts-0253
__export__.product_template_17300 | 17300 | VAF Machine | SP Parts-0166
__export__.product_template_17397 | 17397 | Valve & Baffles | SP Parts-0263
__export__.product_template_11865 | 11865 | Valve for Buchholz Relay (Globe valve 50mm, Double Flange) Flange Ø165/PCD 125, Hole 4x18mm | TRM-0172
__export__.product_template_36608 | 36608 | Valve Plate (100 ltr size compressor)
__export__.product_template_24137 | 24137 | Vanes for Vacuum pump (Fiber Plate)
__export__.product_template_18948 | 18948 | Variable Frequency Drive (Delta) | Consumable-1501
__export__.product_template_17696 | 17696 | Variable Regulator | Consumable-0249
__export__.product_template_18411 | 18411 | Variable Regulator as per sample | Consumable-0964
__export__.product_template_18348 | 18348 | Variac 05kva 0V-250V | Consumable-0901
__export__.product_template_17533 | 17533 | Variac 10kva | Consumable-0086
__export__.product_template_19211 | 19211 | Varic 3Phase, 600A | Consumable-1764
__export__.product_template_19095 | 19095 | VAT Challan Book | Consumable-1648
__export__.product_template_23016 | 23016 | VAT Challan Book (Print) Confidence Infrastructure Ltd | Consumable-2822
__export__.product_template_23013 | 23013 | VAT Challan Book (Print without Number) Confidence Electric Limited | Consumable-2819
__export__.product_template_23014 | 23014 | VAT Challan Book (Print without Number) Confidence Infrastructure Ltd. | Consumable-2820
__export__.product_template_24086 | 24086 | Vat on Calibration Test of Equipment
__export__.product_template_24104 | 24104 | Vat on Sample Test Fee (PSI / PLI)
__export__.product_template_23639 | 23639 | VAT On Testing Fees (BUET | TF-5372
__export__.product_template_23573 | 23573 | VAT On Testing Fees (DUET) | TF-0192
__export__.product_template_23924 | 23924 | V-Bit 30° (6mm - 6mm) | Consumable-5587
__export__.product_template_23925 | 23925 | V-Bit 60° (6mm - 6mm) | Consumable-5588
__export__.product_template_23610 | 23610 | V-Bit (6mm - 8mm) bit (CNC) | Consumable-5353
__export__.product_template_22970 | 22970 | V/C 4.7k, 2w | Consumable-2799
__export__.product_template_22756 | 22756 | VCB 1250A, 25KA | Sub-Station-0459
__export__.product_template_22755 | 22755 | VCB 630A, 20KA (Vmax, Fixed type ABB) | Sub-Station-0458
__export__.product_template_21927 | 21927 | VCB 630A, 25KA, 11kv, Schneider,France-Fixed Type | Sub-Station-0277
__export__.product_template_36462 | 36462 | VDO machine chiller
__export__.product_template_19336 | 19336 | Venturi Tube | Consumable-1889
__export__.product_template_21855 | 21855 | Vergon 5mg | Consumable-2401
__export__.product_template_23854 | 23854 | Verification Charge of Test Reports for 3Phase Transformer (250KVA) | TTF-5535
__export__.product_template_23759 | 23759 | Verification Charge of Test Reports for Transformer (10/14MVA) | TRM-5461
__export__.product_template_21674 | 21674 | Vernier Caliper 10" | Consumable-2313
__export__.product_template_18225 | 18225 | Vernier Caliper 12" | Consumable-0778
__export__.product_template_18917 | 18917 | Vernier Caliper 18" | Consumable-1470
__export__.product_template_18825 | 18825 | Vernier Caliper 24" | Consumable-1378
__export__.product_template_17669 | 17669 | Vernier Caliper 6" | Consumable-0222
__export__.product_template_18100 | 18100 | Vernier Caliper 8" | Consumable-0653
__export__.product_template_36601 | 36601 | Vernish (Sterling)-VA 42 Red Oxide
__export__.product_template_11972 | 11972 | Vertical Milling Machine With Rotary Table Baise | TRM-0279
__export__.product_template_23398 | 23398 | VFD (1.5kw) | Consumable-2681
__export__.product_template_23878 | 23878 | VFD 2.2KW 415V | SP Parts-5554
__export__.product_template_19231 | 19231 | Vibrator Machine With Nozzle | Consumable-1784
__export__.product_template_21790 | 21790 | Vim Liquid | Consumable-2386
__export__.product_template_21857 | 21857 | Viodin | Consumable-2403
__export__.product_template_22850 | 22850 | Viodin Cream | Consumable-2746
__export__.product_template_19329 | 19329 | Visiting Card | Consumable-1882
__export__.product_template_18475 | 18475 | Visiting Chair | Consumable-1028
__export__.product_template_25501 | 25501 | Vixol for Tiles Clean | Consumable-5727
__export__.product_template_24283 | 24283 | Vixol for Tiles Clean
__export__.product_template_22838 | 22838 | Voltage Controling Circuit (for 15kva AVR) | Consumable-2734
__export__.product_template_22348 | 22348 | Volt Meter (Digital Frank) 220V | Sub-Station-0392
__export__.product_template_22350 | 22350 | Volt Selector Switch 220V, Rissun | Sub-Station-0394
__export__.product_template_23550 | 23550 | Volume Meter (Manual) | Consumable-2784
__export__.product_template_18247 | 18247 | Voucher Book | Consumable-0800
__export__.product_template_18399 | 18399 | Wall Clock | Consumable-0952
__export__.product_template_17971 | 17971 | Wall Drill Bit 10mm | Consumable-0524
__export__.product_template_17972 | 17972 | Wall Drill Bit 12mm | Consumable-0525
__export__.product_template_17973 | 17973 | Wall Drill Bit 14mm | Consumable-0526
__export__.product_template_17974 | 17974 | Wall Drill Bit 16mm | Consumable-0527
__export__.product_template_17975 | 17975 | Wall Drill Bit 18mm | Consumable-0528
__export__.product_template_17976 | 17976 | Wall Drill Bit 20mm | Consumable-0529
__export__.product_template_18469 | 18469 | Wall Drill Bit 3mm | Consumable-1022
__export__.product_template_18470 | 18470 | Wall Drill Bit 4mm | Consumable-1023
__export__.product_template_17970 | 17970 | Wall Drill Bit 5mm | Consumable-0523
__export__.product_template_18517 | 18517 | Wall Drill Bit 6.5mm | Consumable-1070
__export__.product_template_18063 | 18063 | Wall Drill Bit 6mm | Consumable-0616
__export__.product_template_18603 | 18603 | Wall Drill Bit 8mm | Consumable-1156
__export__.product_template_17986 | 17986 | Wall Drill Bit 9mm | Consumable-0539
__export__.product_template_18291 | 18291 | Wall Fan 12" & 18" | Consumable-0844
__export__.product_template_18512 | 18512 | Wall Tiles (8"x12") | Consumable-1065
__export__.product_template_19108 | 19108 | Warning Lights | Consumable-1661
__export__.product_template_24030 | 24030 | WASHER (43755-23440-71)
__export__.product_template_23989 | 23989 | WASHER 90201-26001-71
__export__.product_template_23202 | 23202 | Washer Rear Axle | Consumable-2906
__export__.product_template_18638 | 18638 | Water Filter | Consumable-1191
__export__.product_template_22915 | 22915 | Water Filter Cartridge | Consumable-2774
__export__.product_template_22916 | 22916 | Water Filter Ceramic | Consumable-2775
__export__.product_template_17964 | 17964 | Water Heater 1.5kw | Consumable-0517
__export__.product_template_18240 | 18240 | Water Heater 1kw | Consumable-0793
__export__.product_template_22840 | 22840 | Water Heater 3kw | Consumable-2736
__export__.product_template_19386 | 19386 | Water Heater Catly | Consumable-1939
__export__.product_template_23214 | 23214 | Water Heater Geyser (30liter) | Consumable-2916
__export__.product_template_17749 | 17749 | Water Pressure gauge range 0-6000kpa or 0.1-06amp | Consumable-0302
__export__.product_template_18345 | 18345 | Water Pump 1hp | Consumable-0898
__export__.product_template_18811 | 18811 | Water Pump 2hp | Consumable-1364
__export__.product_template_18532 | 18532 | Water Pump 5HP | Consumable-1085
__export__.product_template_22973 | 22973 | Water Pump set small (6liter) DC 12V | Consumable-2801
__export__.product_template_19409 | 19409 | Water Seal | Consumable-1962
__export__.product_template_22388 | 22388 | Water Seal 1HP, 1"-0 | Consumable-2597
__export__.product_template_18963 | 18963 | Water Tank | Consumable-1516
__export__.product_template_22991 | 22991 | Water Tape Key (RFL) | Consumable-2811
__export__.product_template_17270 | 17270 | Wear Plug | SP Parts-0136
__export__.product_template_23189 | 23189 | Weast (For Washroom Use) | Consumable-2897
__export__.product_template_18931 | 18931 | Weather Coat (White) | Consumable-1484
__export__.product_template_23831 | 23831 | Webcam/Camera | Consumable-5524
__export__.product_template_18591 | 18591 | Weight Scale 1000kg | Consumable-1144
__export__.product_template_36599 | 36599 | Weight Scale Capacity-Max :10 kg.Min:20 gram
__export__.product_template_17874 | 17874 | Welding Cable 400/500A | Consumable-0427
__export__.product_template_17467 | 17467 | Welding Glass Black | Consumable-0020
__export__.product_template_17466 | 17466 | Welding Glass White | Consumable-0019
__export__.product_template_17722 | 17722 | Welding Holder 500A | Consumable-0275
__export__.product_template_23326 | 23326 | Wheel Cylinder Sleeve (Machining Charge) | Consumable-2979
__export__.product_template_23327 | 23327 | Wheel Drum (Machining Charge) | Consumable-2980
__export__.product_template_23328 | 23328 | Wheel Drum Plate (Machining Charge) | Consumable-2981
__export__.product_template_17480 | 17480 | Wheel Powder | Consumable-0033
__export__.product_template_23179 | 23179 | White Cement (Sodden Cement) | Consumable-2890
__export__.product_template_19332 | 19332 | White Glass 3' 10.8"X2' 6" | Consumable-1885
__export__.product_template_22011 | 22011 | White Glass 3'X14"X60" | Consumable-2465
__export__.product_template_18295 | 18295 | White Paper A4 Normal | Consumable-0848
__export__.product_template_17502 | 17502 | White Paper AA4 | Consumable-0055
__export__.product_template_18867 | 18867 | White Paper Legal | Consumable-1420
__export__.product_template_23870 | 23870 | WiFi Adapter | Consumable-5548
__export__.product_template_23444 | 23444 | Wifi Router (Tplink Archer C60 AC 1350 | Consumable-2718
__export__.product_template_11934 | 11934 | Winding Temperature Indicator (WTI) | TRM-0241 (Godown Rack-4)
__export__.product_template_18960 | 18960 | Window Wheel | Consumable-1513
__export__.product_template_24109 | 24109 | Winter Dress for Secutry Guard
__export__.product_template_22475 | 22475 | Winter Dress for Secutry Guard | Consumable-2633
__export__.product_template_17550 | 17550 | Wire Clamp 0.5" | Consumable-0103
__export__.product_template_17549 | 17549 | Wire Clamp 1" | Consumable-0102
__export__.product_template_21778 | 21778 | Wired Mouse | Consumable-2375
__export__.product_template_18528 | 18528 | Wire Drawing Die Diamond 1.770mm | Consumable-1081
__export__.product_template_22431 | 22431 | Wire Drawing Die Diamond 1.935 | Consumable-2619
__export__.product_template_18527 | 18527 | Wire Drawing Die Diamond 1.980mm | Consumable-1080
__export__.product_template_18526 | 18526 | Wire Drawing Die Diamond 2.180mm | Consumable-1079
__export__.product_template_18525 | 18525 | Wire Drawing Die Diamond 2.260mm | Consumable-1078
__export__.product_template_18524 | 18524 | Wire Drawing Die Diamond 2.330mm | Consumable-1077
__export__.product_template_18523 | 18523 | Wire Drawing Die Diamond 2.410mm | Consumable-1076
__export__.product_template_18522 | 18522 | Wire Drawing Die Diamond 2.480mm | Consumable-1075
__export__.product_template_18521 | 18521 | Wire Drawing Die Diamond 2.560mm | Consumable-1074
__export__.product_template_18520 | 18520 | Wire Drawing Die Diamond 2.610mm | Consumable-1073
__export__.product_template_18519 | 18519 | Wire Drawing Die Diamond 3.560mm | Consumable-1072
__export__.product_template_17733 | 17733 | Wire Gauge | Consumable-0286
__export__.product_template_23869 | 23869 | Wireless Mouse | Consumable-5547
__export__.product_template_17985 | 17985 | Wire Striper Cutter | Consumable-0538
__export__.product_template_22882 | 22882 | Wire Stripper | Consumable-0042
__export__.product_template_19380 | 19380 | Wood | Consumable-1933
__export__.product_template_24129 | 24129 | Wood Craft Flat Chisel 1.5"
__export__.product_template_18446 | 18446 | Wooden Bobbin | Consumable-0999
__export__.product_template_22448 | 22448 | Wooden Bobbin 250KVA | TC-0001
__export__.product_template_23585 | 23585 | Wooden Bobbin (560x760x300mm) | Consumable-2807
__export__.product_template_23135 | 23135 | Wooden Box 10KVA | Packing-0033
__export__.product_template_11747 | 11747 | Wooden Box 10mva Accessories | Packig-0054
__export__.product_template_23136 | 23136 | Wooden Box 15KVA | Packing-0034
__export__.product_template_23495 | 23495 | Wooden Box 250KVA (Length 70"xWidth 36"xHight 56") | Packing-0037
__export__.product_template_23132 | 23132 | Wooden Box 315KVA | Packing-0030
__export__.product_template_21680 | 21680 | Wooden Box 3500 KVA Transformer Radiator | Packing-0029
__export__.product_template_23137 | 23137 | Wooden Box 50KVA | Packing-0035
__export__.product_template_23134 | 23134 | Wooden Box 5KVA | Packing-0032
__export__.product_template_11746 | 11746 | Wooden Box 5mva Accessories | Packing-0053
__export__.product_template_17419 | 17419 | Wooden Box Bottom 10KVA | Packing-0001
__export__.product_template_17420 | 17420 | Wooden Box Bottom 25kva | Packing-0002
__export__.product_template_17427 | 17427 | Wooden Box Bottom 37.5kva | Packing-0009
__export__.product_template_17421 | 17421 | Wooden Box Bottom 75/100kva | Packing-0003
__export__.product_template_11926 | 11926 | Wooden Box Bushing Covering | Packing-0233
__export__.product_template_17439 | 17439 | Wooden Box Side Part & Top Part 25kva | Packing-0021
__export__.product_template_17440 | 17440 | Wooden Box Side Part & Top Part (3part) 15kva | Packing-0022
__export__.product_template_17441 | 17441 | Wooden Box Side Part & Top Part 75/100kva | Packing-0023
__export__.product_template_17428 | 17428 | Wooden Box Side & Top Part 37.5kva | Packing-0010
__export__.product_template_23133 | 23133 | Wooden Box (Tools & Accessories) | Packing-0031
__export__.product_template_17435 | 17435 | Wooden Box Top & Side Part 5-15kva | Packing-0017
__export__.product_template_24188 | 24188 | Wooden Box Unload
__export__.product_template_22229 | 22229 | Wooden Fiber 1000X150X14mm | TRM-0832
__export__.product_template_19337 | 19337 | Wooden Forma 100kva | Consumable-1890
__export__.product_template_19354 | 19354 | Wooden Forma 10kva | Consumable-1907
__export__.product_template_21773 | 21773 | Wooden Forma 1500 KVA | Consumable-2370
__export__.product_template_19328 | 19328 | Wooden Forma 15kva | Consumable-1881
__export__.product_template_22226 | 22226 | Wooden Forma 2000KVA | Consumable-2690
__export__.product_template_19347 | 19347 | Wooden Forma 200 kva | Consumable-1900
__export__.product_template_11694 | 11694 | Wooden Forma 250KVA | TRM-0001
__export__.product_template_19331 | 19331 | Wooden Forma 25kva | Consumable-1884
__export__.product_template_22271 | 22271 | Wooden Forma 315 KVA | TRM-0849
__export__.product_template_22071 | 22071 | Wooden Forma 3500 KVA | TRM-0822
__export__.product_template_22270 | 22270 | Wooden Forma 500 KVA | TRM-0848
__export__.product_template_19325 | 19325 | Wooden Forma 50kva | Consumable-1878
__export__.product_template_19327 | 19327 | Wooden Forma 5kva | Consumable-1880
__export__.product_template_21842 | 21842 | Wooden Forma 630KVA | Consumable-2389
__export__.product_template_19356 | 19356 | Wooden Forma 75kva | Consumable-1909
__export__.product_template_17470 | 17470 | Wooden Hammer | Consumable-0023
__export__.product_template_22230 | 22230 | Wooden Stage Support 160X120X110mm | TRM-0833
__export__.product_template_17742 | 17742 | Wood Fiber 4"X6"X6mm | Consumable-0295
__export__.product_template_22729 | 22729 | Wood Korie 1"x16"x1' | TC-0029
__export__.product_template_22835 | 22835 | Wood Powder | Consumable-2731
__export__.product_template_17261 | 17261 | Woodruff Key | SP Parts-0127
__export__.product_template_22578 | 22578 | Wood (Titul) 50X290X20mm | TC-0012
__export__.product_template_18676 | 18676 | Worker Attendance Card | Consumable-1229
__export__.product_template_23317 | 23317 | Wrapping Core (100 KVA) | SSFG-W-Core-100
__export__.product_template_23312 | 23312 | Wrapping Core (10 KVA) | SSFG-W-Core-10
__export__.product_template_23313 | 23313 | Wrapping Core (15 KVA) | SSFG-W-Core-15
__export__.product_template_23314 | 23314 | Wrapping Core (25 KVA) | SSFG-W-Core-25
__export__.product_template_23310 | 23310 | Wrapping Core (37.5 KVA) | SSFG-W-Core-37.5
__export__.product_template_23319 | 23319 | Wrapping Core (3Phase-200 KVA_W) | TSFG-W-Core-200_W
__export__.product_template_23318 | 23318 | Wrapping Core (3Phase-250 KVA_W) | TSFG-W-Core-250_W
__export__.product_template_23315 | 23315 | Wrapping Core (50 KVA) | SSFG-W-Core-50
__export__.product_template_23311 | 23311 | Wrapping Core (5 KVA) | SSFG-W-Core-5
__export__.product_template_23316 | 23316 | Wrapping Core (75 KVA) | SSFG-W-Core-75
__export__.product_template_23947 | 23947 | Wrapping Tape | Consumable-5606
__export__.product_template_12009 | 12009 | Wreset Belt | Consumable-2810
__export__.product_template_19246 | 19246 | Wreset Handle | Consumable-1799
__export__.product_template_36688 | 36688 | WTI Bushing CT (Spec: 700/5A, 5P20, 20VA) (Size: 135/230/65mm)
__export__.product_template_36626 | 36626 | WTI Bushing CT (Spec: LRB-700/5A 5P20 20VA) (Size: 150/230X80mm)
__export__.product_template_22511 | 22511 | WTICT (2000/ 5A) 15VA | pak-0887
__export__.product_template_23720 | 23720 | WTI CT Ratio 1200/5Amp, Burden 15VA, 5P20 | TRM-5428
__export__.product_template_36588 | 36588 | WTI CT Ratio 700/5Amp, Burden 20VA, 5P20 (Protection Class)
__export__.product_template_21742 | 21742 | WTI Tag Plate | TRM-0793
__export__.product_template_23275 | 23275 | Xinc Tablet 20mg | Consumable-2958
__export__.product_template_22814 | 22814 | Zine/Xine 20mg | Consumable-2717
__export__.product_template_22832 | 22832 | Zink | Consumable-2729
__export__.product_template_19122 | 19122 | Z-Parlin (8"X2.50"X.75"X2mm) | Consumable-1675
__export__.product_template_22386 | 22386 | Z Pump 1HP, 1"-0 | Consumable-2595